## Sheet1
Client | Name | Description
Valero - Port Arthur | AS-C01-A01.dwg | 13.8 KV TANGENT ARM- SINGLE ARM
Valero - Port Arthur | AS-C01-A01.pdf | 13.8 KV TANGENT ARM- SINGLE ARM
Valero - Port Arthur | AS-C01-A02.dwg | 13.8 KV TANGENT ARM- DOUBLE ARM
Valero - Port Arthur | AS-C01-A02.pdf | 13.8 KV TANGENT ARM- DOUBLE ARM
Valero - Port Arthur | AS-C01-A03.dwg | 13.8 KV ARM- 30-90 DEGREE ANGLE
Valero - Port Arthur | AS-C01-A03.pdf | 13.8 KV ARM- 30-90 DEGREE ANGLE
Valero - Port Arthur | AS-C01-A04.dwg | 13.8 KV DEAD-END ARM
Valero - Port Arthur | AS-C01-A04.pdf | 13.8 KV DEAD-END ARM
Valero - Port Arthur | AS-C01-B01.dwg | 2&3 WIRE LOW VOLTAGE DISTRIBUTION- #1 WIRE & SMALLER
Valero - Port Arthur | AS-C01-B01.pdf | 2&3 WIRE LOW VOLTAGE DISTRIBUTION- #1 WIRE & SMALLER
Valero - Port Arthur | AS-C01-B02.dwg | 3&6 WIRE DOUBLE ARM DEAD-END 480 & 120V #1 WIRE & SMALLER
Valero - Port Arthur | AS-C01-B02.pdf | 3&6 WIRE DOUBLE ARM DEAD-END 480 & 120V #1 WIRE & SMALLER
Valero - Port Arthur | AS-C01-B03.dwg | 3&6 WIRE DOUBLE ARM DEAD-END 480 & 120V #1/0 WIRE & LARGER
Valero - Port Arthur | AS-C01-B03.pdf | 3&6 WIRE DOUBLE ARM DEAD-END 480 & 120V #1/0 WIRE & LARGER
Valero - Port Arthur | AS-C01-B04.dwg | 3&6 WIRE CORNER POLE 480 & 120V #1 WIRE & SMALLER
Valero - Port Arthur | AS-C01-B04.pdf | 3&6 WIRE CORNER POLE 480 & 120V #1 WIRE & SMALLER
Valero - Port Arthur | AS-C01-B05.dwg | 3&6 WIRE CORNER POLE 480 & 120V #1/0 WIRE & LARGER
Valero - Port Arthur | AS-C01-B05.pdf | 3&6 WIRE CORNER POLE 480 & 120V #1/0 WIRE & LARGER
Valero - Port Arthur | AS-C01-B06.dwg | SECONDARY VOLTAGE- TANGENT ARM- BALANCED
Valero - Port Arthur | AS-C01-B06.pdf | SECONDARY VOLTAGE- TANGENT ARM- BALANCED
Valero - Port Arthur | AS-C01-B07.dwg | 3&6 WIRE SINGLE ARM #1/0 WIRE & SMALLER
Valero - Port Arthur | AS-C01-B07.pdf | 3&6 WIRE SINGLE ARM #1/0 WIRE & SMALLER
Valero - Port Arthur | AS-C01-B08.dwg | 3&6 WIRE DOUBLE ARMED #2/0 WIRE & LARGER
Valero - Port Arthur | AS-C01-B08.pdf | 3&6 WIRE DOUBLE ARMED #2/0 WIRE & LARGER
Valero - Port Arthur | AS-C01-B09.dwg | 3&6 WIRE DOUBLE ARM DEAD-END- 2400V LINES
Valero - Port Arthur | AS-C01-B09.pdf | 3&6 WIRE DOUBLE ARM DEAD-END- 2400V LINES
Valero - Port Arthur | AS-C01-B10.dwg | 3&6 WIRE DOUBLE ARM DEAD-END 2400V LINES
Valero - Port Arthur | AS-C01-B10.pdf | 3&6 WIRE DOUBLE ARM DEAD-END 2400V LINES
Valero - Port Arthur | AS-C01-B11.dwg | 3&6 WIRE CORNER POLE 2400V LINE
Valero - Port Arthur | AS-C01-B11.pdf | 3&6 WIRE CORNER POLE 2400V LINE
Valero - Port Arthur | AS-C01-B12-SH1.dwg | MESSENGER SUPPORTED POWER CABLE TANGENT INSTALLATION SH.1
Valero - Port Arthur | AS-C01-B12-SH2.dwg | MESSENGER SUPPORTED POWER CABLE TANGENT INSTALLATION SH.2
Valero - Port Arthur | AS-C01-B12.pdf | MESSENGER SUPPORTED POWER CABLE TANGENT INSTALLATION
Valero - Port Arthur | AS-C01-B13.dwg | MESSENGER SUPPORTED POWER CABLE DEAD-END INSTALLATION 3-COND.
Valero - Port Arthur | AS-C01-B13.pdf | MESSENGER SUPPORTED POWER CABLE DEAD-END INSTALLATION 3-COND.
Valero - Port Arthur | AS-C01-B14-SH1.dwg | MESSENGER SUPPORTED POWER CABLE CORNER INSTALLATION
Valero - Port Arthur | AS-C01-B14-SH2.dwg | MESSENGER SUPPORTED POWER CABLE CORNER INSTALLATION
Valero - Port Arthur | AS-C01-B14.pdf | MESSENGER SUPPORTED POWER CABLE CORNER INSTALLATION
Valero - Port Arthur | AS-C01-B15.dwg | MESSENGER SUPPORTED POWER CABLE SPACING
Valero - Port Arthur | AS-C01-B15.pdf | MESSENGER SUPPORTED POWER CABLE SPACING
Valero - Port Arthur | AS-C01-B16.dwg | MOUSING FOR SPUN CABLE ON MESSENGER
Valero - Port Arthur | AS-C01-B16.pdf | MOUSING FOR SPUN CABLE ON MESSENGER
Valero - Port Arthur | AS-C01-B17.dwg | 2-POLE STRUCTURE
Valero - Port Arthur | AS-C01-B17.pdf | 2-POLE STRUCTURE
Valero - Port Arthur | AS-C01-B18.dwg | 4-POLE STRUCTURE
Valero - Port Arthur | AS-C01-B18.pdf | 4-POLE STRUCTURE
Valero - Port Arthur | AS-C01-B19.dwg | 2-POLE STRUCTURE WITH POLE TOP SWITCHES
Valero - Port Arthur | AS-C01-B19.pdf | 2-POLE STRUCTURE WITH POLE TOP SWITCHES
Valero - Port Arthur | AS-C01-B20.dwg | 2-POLE STRUCTURE WITH FUSED DISCONNECTS
Valero - Port Arthur | AS-C01-B20.pdf | 2-POLE STRUCTURE WITH FUSED DISCONNECTS
Valero - Port Arthur | AS-C01-B21.dwg | 2400V TAP TO OVERHEAD LINES
Valero - Port Arthur | AS-C01-B21.pdf | 2400V TAP TO OVERHEAD LINES
Valero - Port Arthur | AS-C01-B22-SH1.dwg | TERMINATION DETAILS SH.1
Valero - Port Arthur | AS-C01-B22-SH2.dwg | TERMINATION DETAILS B/M SH.2
Valero - Port Arthur | AS-C01-B22.pdf | TERMINATION DETAILS B/M
Valero - Port Arthur | AS-C01-C01-SH1.dwg | CONTROL CABLE- CORNER ARM- TYPE X SH.1
Valero - Port Arthur | AS-C01-C01-SH1.pdf | CONTROL CABLE- CORNER ARM- TYPE X SH.1
Valero - Port Arthur | AS-C01-C01-SH2.dwg | CONTROL CABLE- CORNER ARM- TYPE X SH.2
Valero - Port Arthur | AS-C01-C01-SH2.pdf | CONTROL CABLE- CORNER ARM- TYPE X SH.2
Valero - Port Arthur | AS-C01-C02.dwg | CONTROL CABLE- TANGENT ARM- TYPE Y
Valero - Port Arthur | AS-C01-C02.pdf | CONTROL CABLE- TANGENT ARM- TYPE Y
Valero - Port Arthur | AS-C01-C03-SH1.dwg | CONTROL CABLE- DEAD-END ARM- TYPE Z SH.1
Valero - Port Arthur | AS-C01-C03-SH2.dwg | CONTROL CABLE- DEAD-END ARM- TYPE Z SH.2
Valero - Port Arthur | AS-C01-C03.pdf | CONTROL CABLE- DEAD-END ARM- TYPE Z
Valero - Port Arthur | AS-C01-C04-SH1.dwg | REMOTE TANK GAUGING CABLE DETAILS SH.1
Valero - Port Arthur | AS-C01-C04-SH2.dwg | REMOTE TANK GAUGING CABLE DETAILS SH.2
Valero - Port Arthur | AS-C01-C04-SH3.dwg | REMOTE TANK GAUGING CABLE DETAILS SH.2
Valero - Port Arthur | AS-C01-C04.pdf | REMOTE TANK GAUGING CABLE DETAILS
Valero - Port Arthur | AS-C01-C05-SH1.dwg | FIGURE 8 AERIAL CONTROL CABLE SH.1
Valero - Port Arthur | AS-C01-C05-SH2.dwg | FIGURE 8 AERIAL CONTROL CABLE SH.2
Valero - Port Arthur | AS-C01-C05.pdf | FIGURE 8 AERIAL CONTROL CABLE
Valero - Port Arthur | AS-C01-D01.dwg | SIDEWALK GUY
Valero - Port Arthur | AS-C01-D01.pdf | SIDEWALK GUY
Valero - Port Arthur | AS-C01-D02.dwg | SINGLE DOWN GUY- TYPE "A-1"
Valero - Port Arthur | AS-C01-D02.pdf | SINGLE DOWN GUY- TYPE "A-1"
Valero - Port Arthur | AS-C01-D04.dwg | SINGLE OVERHEAD GUY- TYPE "B-1"
Valero - Port Arthur | AS-C01-D04.pdf | SINGLE OVERHEAD GUY- TYPE "B-1"
Valero - Port Arthur | AS-C01-D05.dwg | 13.8 KV POLE GUY- TYPE "B-2"
Valero - Port Arthur | AS-C01-D05.pdf | 13.8 KV POLE GUY- TYPE "B-2"
Valero - Port Arthur | AS-C01-D06.dwg | SECONDARY VOLTAGE STORM GUY TYPE "C-1"
Valero - Port Arthur | AS-C01-D06.pdf | SECONDARY VOLTAGE STORM GUY TYPE "C-1"
Valero - Port Arthur | AS-C01-D07.dwg | SECONDARY VOLTAGE STORM GUY TYPE "C-2"
Valero - Port Arthur | AS-C01-D07.pdf | SECONDARY VOLTAGE STORM GUY TYPE "C-2"
Valero - Port Arthur | AS-C01-D08.dwg | PRIMARY VOLTAGE STORM GUY TYPE "D-1"
Valero - Port Arthur | AS-C01-D08.pdf | PRIMARY VOLTAGE STORM GUY TYPE "D-1"
Valero - Port Arthur | AS-C01-D09.dwg | PRIMARY VOLTAGE STORM GUY TYPE "D-2"
Valero - Port Arthur | AS-C01-D09.pdf | PRIMARY VOLTAGE STORM GUY TYPE "D-2"
Valero - Port Arthur | AS-C01-D10.dwg | SECONDARY VOLTAGE DEAD-END GUY TYPE "E-1"
Valero - Port Arthur | AS-C01-D10.pdf | SECONDARY VOLTAGE DEAD-END GUY TYPE "E-1"
Valero - Port Arthur | AS-C01-D11.dwg | SECONDARY VOLTAGE DEAD-END GUY TYPE "E-2"
Valero - Port Arthur | AS-C01-D11.pdf | SECONDARY VOLTAGE DEAD-END GUY TYPE "E-2"
Valero - Port Arthur | AS-C01-D12.dwg | PRIMARY VOLTAGE DEAD-END GUY TYPE "E-3"
Valero - Port Arthur | AS-C01-D12.pdf | PRIMARY VOLTAGE DEAD-END GUY TYPE "E-3"
Valero - Port Arthur | AS-C01-D14.dwg | DOWN GUY FOR MESSENGER SUPPORTED POWER CABLE
Valero - Port Arthur | AS-C01-D14.pdf | DOWN GUY FOR MESSENGER SUPPORTED POWER CABLE
Valero - Port Arthur | AS-C01-D15.dwg | DOWN GUY FOR MESSENGER SUPPORTED POWER CABLE W/ STUB POLE
Valero - Port Arthur | AS-C01-D15.pdf | DOWN GUY FOR MESSENGER SUPPORTED POWER CABLE W/ STUB POLE
Valero - Port Arthur | AS-C01-E01.dwg | BOG LOG
Valero - Port Arthur | AS-C01-E01.pdf | BOG LOG
Valero - Port Arthur | AS-C01-E02.dwg | CONSTRUCTION DETAIL ARM & PIN SPACING
Valero - Port Arthur | AS-C01-E02.pdf | CONSTRUCTION DETAIL ARM & PIN SPACING
Valero - Port Arthur | AS-C01-E03.dwg | PROTECTIVE CAPACITOR MOUNTING
Valero - Port Arthur | AS-C01-E03.pdf | PROTECTIVE CAPACITOR MOUNTING
Valero - Port Arthur | AS-C01-E04.dwg | 2.4KV STATION CLASS LIGHTNING ARRESTER MOUNTING
Valero - Port Arthur | AS-C01-E04.pdf | 2.4KV STATION CLASS LIGHTNING ARRESTER MOUNTING
Valero - Port Arthur | AS-C01-E05.dwg | 13.8KV STATION CLASS LIGHTNING ARRESTER MOUNTING
Valero - Port Arthur | AS-C01-E05.pdf | 13.8KV STATION CLASS LIGHTNING ARRESTER MOUNTING
Valero - Port Arthur | AS-C01-E06.dwg | POLE STEP MOUNTING AND POLE DEPTH SETTING TABLE
Valero - Port Arthur | AS-C01-E06.pdf | POLE STEP MOUNTING AND POLE DEPTH SETTING TABLE
Valero - Port Arthur | AS-C01-E07.dwg | 13.8 KV TANGENT CROSSARM
Valero - Port Arthur | AS-C01-E07.pdf | 13.8 KV TANGENT CROSSARM
Valero - Port Arthur | AS-C01-E08.dwg | 2400 V. & LOWER TANGENT CROSSARM
Valero - Port Arthur | AS-C01-E08.pdf | 2400 V. & LOWER TANGENT CROSSARM
Valero - Port Arthur | AS-C01-E09.dwg | 13.8KV DEAD-END & CORNER CROSSARM
Valero - Port Arthur | AS-C01-E09.pdf | 13.8KV DEAD-END & CORNER CROSSARM
Valero - Port Arthur | AS-C01-E10.dwg | 2400V AND LOWER DEAD-END AND CORNER CROSSARM
Valero - Port Arthur | AS-C01-E10.pdf | 2400V AND LOWER DEAD-END AND CORNER CROSSARM
Valero - Port Arthur | AS-C01-E11.dwg | POLE STUBBING DETAIL
Valero - Port Arthur | AS-C01-E11.pdf | POLE STUBBING DETAIL
Valero - Port Arthur | AS-C01-E12.dwg | 2400V STATION CLASS LIGHTNING ARRESTER
Valero - Port Arthur | AS-C01-E12.pdf | 2400V STATION CLASS LIGHTNING ARRESTER
Valero - Port Arthur | AS-C01-E13.dwg | 4'-0" SUPPORT TIMBER
Valero - Port Arthur | AS-C01-E13.pdf | 4'-0" SUPPORT TIMBER
Valero - Port Arthur | AS-C01-E14.dwg | CONTRACTOR MATERIAL AND CONSTRUCTION GENERAL NOTES
Valero - Port Arthur | AS-C01-E14.pdf | CONTRACTOR MATERIAL AND CONSTRUCTION GENERAL NOTES
Valero - Port Arthur | AS-C01-E15-SH1.dwg | STATIC WIRE DETAILS SH.1
Valero - Port Arthur | AS-C01-E15-SH2.dwg | STATIC WIRE DETAILS SH.2
Valero - Port Arthur | AS-C01-E15.pdf | STATIC WIRE DETAILS
Valero - Port Arthur | AS-C01-E16.dwg | 480V AND 120V LIGHTNING ARRESTER
Valero - Port Arthur | AS-C01-E16.pdf | 480V AND 120V LIGHTNING ARRESTER
Valero - Port Arthur | AS-C01-E17.dwg | GROUND ROD INSTALLATION AT MOTOR FOUNDATION
Valero - Port Arthur | AS-C01-E17.pdf | GROUND ROD INSTALLATION AT MOTOR FOUNDATION
Valero - Port Arthur | AS-C01-E18.dwg | POLE BUTT GROUND INSTALLATION
Valero - Port Arthur | AS-C01-E18.pdf | POLE BUTT GROUND INSTALLATION
Valero - Port Arthur | AS-C02-A01-SH1.dwg | PUSHBUTTON & CONDUIT ARRANGEMENT AT MOTOR SH.1
Valero - Port Arthur | AS-C02-A01-SH2.dwg | PUSHBUTTON & CONDUIT ARRANGEMENT AT MOTOR SH.2
Valero - Port Arthur | AS-C02-A01.pdf | PUSHBUTTON & CONDUIT ARRANGEMENT AT MOTOR
Valero - Port Arthur | AS-C02-A02.dwg | DRINKING WATER COOLER TYPE “A” & “B”
Valero - Port Arthur | AS-C02-A02.pdf | DRINKING WATER COOLER TYPE “A” & “B”
Valero - Port Arthur | AS-C03-A01-SH1.dwg | SERIES LIGHTING HP SODIUM MOUNTING DETAIL SH.1
Valero - Port Arthur | AS-C03-A01-SH2.dwg | SERIES LIGHTING HP SODIUM MOUNTING DETAIL SH.2
Valero - Port Arthur | AS-C03-A01.pdf | SERIES LIGHTING HP SODIUM MOUNTING DETAIL
Valero - Port Arthur | AS-C03-A02.dwg | SINGLE FLOODLIGHT INSTALLATION
Valero - Port Arthur | AS-C03-A02.pdf | SINGLE FLOODLIGHT INSTALLATION
Valero - Port Arthur | AS-C03-A03.dwg | DOUBLE FLOODLIGHT INSTALLATION
Valero - Port Arthur | AS-C03-A03.pdf | DOUBLE FLOODLIGHT INSTALLATION
Valero - Port Arthur | AS-C03-A04.dwg | PLATFORM LIGHTING (VOID SEE AS-C16-A19)
Valero - Port Arthur | AS-C03-A04.pdf | PLATFORM LIGHTING (VOID SEE AS-C16-A19)
Valero - Port Arthur | AS-C03-A05-SH1.dwg | CIRCUIT AND VOLTAGE MARKER FOR AERIAL CABLE SH.1
Valero - Port Arthur | AS-C03-A05-SH2.dwg | CIRCUIT AND VOLTAGE MARKER FOR AERIAL CABLE SH.2
Valero - Port Arthur | AS-C03-A05.pdf | CIRCUIT AND VOLTAGE MARKER FOR AERIAL CABLE
Valero - Port Arthur | AS-C05-A01-SH1.dwg | NUCLEAR SYSTEM REMOTE TANK GAUGING TRANSMITTER SH.1
Valero - Port Arthur | AS-C05-A01-SH2.dwg | NUCLEAR SYSTEM REMOTE TANK GAUGING TRANSMITTER SH.2
Valero - Port Arthur | AS-C05-A01.pdf | NUCLEAR SYSTEM REMOTE TANK GAUGING TRANSMITTER
Valero - Port Arthur | AS-C07-A01.dwg | SUBSTATION - COPPER BUSS BAR – SUPPORT
Valero - Port Arthur | AS-C07-A01.pdf | SUBSTATION - COPPER BUSS BAR – SUPPORT
Valero - Port Arthur | AS-C07-A02-SH1.dwg | 2400V SUBSTATION – PAVING & FOUNDATION - 600KVA AND BELOW SH.1
Valero - Port Arthur | AS-C07-A02-SH2.dwg | 2400V SUBSTATION – PAVING & FOUNDATION - 600KVA AND BELOW SH.2
Valero - Port Arthur | AS-C07-A02.pdf | 2400V SUBSTATION – PAVING & FOUNDATION - 600KVA AND BELOW
Valero - Port Arthur | AS-C07-A03.dwg | FLOODLIGHT TOWER
Valero - Port Arthur | AS-C07-A03.pdf | FLOODLIGHT TOWER
Valero - Port Arthur | AS-C07-B01.dwg | U-BOLT CONDUIT CLAMP
Valero - Port Arthur | AS-C07-B01.pdf | U-BOLT CONDUIT CLAMP
Valero - Port Arthur | AS-C07-B02.dwg | FOAM LINE SUPPORT
Valero - Port Arthur | AS-C07-B02.pdf | FOAM LINE SUPPORT
Valero - Port Arthur | AS-C07-B03.dwg | J-BOX MOUNTING DETAIL
Valero - Port Arthur | AS-C07-B03.pdf | J-BOX MOUNTING DETAIL
Valero - Port Arthur | AS-C07-B04.dwg | CONDUIT SUPPORT "S-2"
Valero - Port Arthur | AS-C07-B04.pdf | CONDUIT SUPPORT "S-2"
Valero - Port Arthur | AS-C07-B05.dwg | CONDUIT SUPPORT "S-3"
Valero - Port Arthur | AS-C07-B05.pdf | CONDUIT SUPPORT "S-3"
Valero - Port Arthur | AS-C07-B06.dwg | CONDUIT & PUSHBUTTON SUPPORT "S-4"
Valero - Port Arthur | AS-C07-B06.pdf | CONDUIT & PUSHBUTTON SUPPORT "S-4"
Valero - Port Arthur | AS-C07-B07.dwg | CONDUIT SUPPORT "S-5"
Valero - Port Arthur | AS-C07-B07.pdf | CONDUIT SUPPORT "S-5"
Valero - Port Arthur | AS-C07-B08.dwg | CONDUIT INSTALLATION FOR INSTRUMENTATION
Valero - Port Arthur | AS-C07-B08.pdf | CONDUIT INSTALLATION FOR INSTRUMENTATION
Valero - Port Arthur | AS-C07-B09.dwg | TYPICAL PIPERACK CONDUIT SUPPORT
Valero - Port Arthur | AS-C07-B09.pdf | TYPICAL PIPERACK CONDUIT SUPPORT
Valero - Port Arthur | AS-C07-C01.dwg | STARTER SUPPORT- FOR CH #EBMC SIZE 1 & 2
Valero - Port Arthur | AS-C07-C01.pdf | STARTER SUPPORT- FOR CH #EBMC SIZE 1 & 2
Valero - Port Arthur | AS-C07-C02.dwg | STARTER SUPPORT- FOR CH #EBMC SIZE 3 & 4
Valero - Port Arthur | AS-C07-C02.pdf | STARTER SUPPORT- FOR CH #EBMC SIZE 3 & 4
Valero - Port Arthur | AS-C07-C03.dwg | STARTER SUPPORT- FOR CH #EBMC SIZE 5
Valero - Port Arthur | AS-C07-C03.pdf | STARTER SUPPORT- FOR CH #EBMC SIZE 5
Valero - Port Arthur | AS-C09-A01.dwg | THERMOCOUPLE INSTALLATION FOR CLASS 1 DIV. 2
Valero - Port Arthur | AS-C09-A01.pdf | THERMOCOUPLE INSTALLATION FOR CLASS 1 DIV. 2
Valero - Port Arthur | AS-C09-A02.dwg | PROCESS DEVICE TERMINATION WITH M.I. CABLE CLASS 1 DIV.1&2
Valero - Port Arthur | AS-C09-A02.pdf | PROCESS DEVICE TERMINATION WITH M.I. CABLE CLASS 1 DIV.1&2
Valero - Port Arthur | AS-C09-A03.dwg | GAS & VAPOR CLASSIFICATION FOR ELECTRICAL EQUIP. SH. 1 OF 2
Valero - Port Arthur | AS-C09-A03.pdf | GAS & VAPOR CLASSIFICATION FOR ELECTRICAL EQUIP. SH. 1 OF 2
Valero - Port Arthur | AS-C09-A04.dwg | GAS & VAPOR CLASSIFICATION FOR ELECTRICAL EQUIP. SH. 2OF 2
Valero - Port Arthur | AS-C09-A04.pdf | GAS & VAPOR CLASSIFICATION FOR ELECTRICAL EQUIP. SH. 2OF 2
Valero - Port Arthur | AS-C09-A05.dwg | CLASSIFICATION AND DIVISION DETAIL
Valero - Port Arthur | AS-C09-A05.pdf | CLASSIFICATION AND DIVISION DETAIL
Valero - Port Arthur | AS-C09-A06.dwg | CLASSIFICATION AND DIVISION DETAIL
Valero - Port Arthur | AS-C09-A06.pdf | CLASSIFICATION AND DIVISION DETAIL
Valero - Port Arthur | AS-C09-A07.dwg | CLASSIFICATION AND DIVISION DETAIL
Valero - Port Arthur | AS-C09-A07.pdf | CLASSIFICATION AND DIVISION DETAIL
Valero - Port Arthur | AS-C09-A08.dwg | CLASSIFICATION AND DIVISION DETAIL
Valero - Port Arthur | AS-C09-A08.pdf | CLASSIFICATION AND DIVISION DETAIL
Valero - Port Arthur | AS-C09-A09.dwg | CLASSIFICATION AND DIVISION DETAIL
Valero - Port Arthur | AS-C09-A09.pdf | CLASSIFICATION AND DIVISION DETAIL
Valero - Port Arthur | AS-C09-A10.dwg | CLASSIFICATION AND DIVISION DETAIL
Valero - Port Arthur | AS-C09-A10.pdf | CLASSIFICATION AND DIVISION DETAIL
Valero - Port Arthur | AS-C09-A11.dwg | CLASSIFICATION AND DIVISION DETAIL
Valero - Port Arthur | AS-C09-A11.pdf | CLASSIFICATION AND DIVISION DETAIL
Valero - Port Arthur | AS-C09-A12.dwg | CLASSIFICATION AND DIVISION DETAIL
Valero - Port Arthur | AS-C09-A12.pdf | CLASSIFICATION AND DIVISION DETAIL
Valero - Port Arthur | AS-C09-A13.dwg | GENERAL LEGEND & SYMBOLS SH.1 OF 2
Valero - Port Arthur | AS-C09-A13.pdf | GENERAL LEGEND & SYMBOLS SH.1 OF 2
Valero - Port Arthur | AS-C09-A14.dwg | GENERAL LEGEND & SYMBOLS SH.2 OF 2
Valero - Port Arthur | AS-C09-A14.pdf | GENERAL LEGEND & SYMBOLS SH.2 OF 2
Valero - Port Arthur | AS-C09-A15.dwg | TYPICAL CLASSIFICATION AND DIVISION
Valero - Port Arthur | AS-C09-A15.pdf | TYPICAL CLASSIFICATION AND DIVISION
Valero - Port Arthur | AS-C09-A16.dwg | LIGHTING PANEL SCHEDULE
Valero - Port Arthur | AS-C09-A16.pdf | LIGHTING PANEL SCHEDULE
Valero - Port Arthur | AS-C09-A17.dwg | CONDUIT & CABLE SCHEDULE
Valero - Port Arthur | AS-C09-A17.pdf | CONDUIT & CABLE SCHEDULE
Valero - Port Arthur | AS-C09-A18.dwg | SCHEDULE OF MOTOR CONTROL COMPONENTS
Valero - Port Arthur | AS-C09-A18.pdf | SCHEDULE OF MOTOR CONTROL COMPONENTS
Valero - Port Arthur | AS-C09-A19.dwg | EQUIPMENT SCHEDULE & REFERENCE DRAWINGS
Valero - Port Arthur | AS-C09-A19.pdf | EQUIPMENT SCHEDULE & REFERENCE DRAWINGS
Valero - Port Arthur | AS-C09-A20.dwg | NAMEPLATE SCHEDULE
Valero - Port Arthur | AS-C09-A20.pdf | NAMEPLATE SCHEDULE
Valero - Port Arthur | AS-C09-A21.dwg | STANDARD MANUAL TRANSFER PANEL FOR DOUBLE ENDED SUBSTATIONS
Valero - Port Arthur | AS-C09-A21.pdf | STANDARD MANUAL TRANSFER PANEL FOR DOUBLE ENDED SUBSTATIONS
Valero - Port Arthur | AS-C09-A22.dwg | 480V STANDBY POWER SYSTEM ONE LINE DIAGRAM
Valero - Port Arthur | AS-C09-A22.pdf | 480V STANDBY POWER SYSTEM ONE LINE DIAGRAM
Valero - Port Arthur | AS-C09-A23.dwg | TYPICAL ONE LINE DIAGRAM
Valero - Port Arthur | AS-C09-A23.pdf | TYPICAL ONE LINE DIAGRAM
Valero - Port Arthur | AS-C09-A24.dwg | TYPICAL 2400 V MOTOR SCHEMATIC WITH UNDER VOLTAGE RELAY
Valero - Port Arthur | AS-C09-A24.pdf | TYPICAL 2400 V MOTOR SCHEMATIC WITH UNDER VOLTAGE RELAY
Valero - Port Arthur | AS-C09-B01.dwg | GROUND DETAIL GENERAL NOTES AND LEGEND
Valero - Port Arthur | AS-C09-B01.pdf | GROUND DETAIL GENERAL NOTES AND LEGEND
Valero - Port Arthur | AS-C09-B01a.dwg | BELOW GRADE COMPRESSION CONNECTIONS
Valero - Port Arthur | AS-C09-B01a.pdf | BELOW GRADE COMPRESSION CONNECTIONS
Valero - Port Arthur | AS-C09-B01c.dwg | ABOVE AND BELOW GRADE COMPRESSION CONNECTIONS
Valero - Port Arthur | AS-C09-B01c.pdf | ABOVE AND BELOW GRADE COMPRESSION CONNECTIONS
Valero - Port Arthur | AS-C09-B01d.dwg | ABOVE AND BELOW GRADE COMPRESSION CONNECTIONS
Valero - Port Arthur | AS-C09-B01d.pdf | ABOVE AND BELOW GRADE COMPRESSION CONNECTIONS
Valero - Port Arthur | AS-C09-B02.dwg | ISOLATED GROUND BUSS FLOOR OR WALL MOUNT
Valero - Port Arthur | AS-C09-B02.pdf | ISOLATED GROUND BUSS FLOOR OR WALL MOUNT
Valero - Port Arthur | AS-C09-B03.dwg | EQUIPMENT GROUND BUSS FIREPROOF COLUMN MOUNT
Valero - Port Arthur | AS-C09-B03.pdf | EQUIPMENT GROUND BUSS FIREPROOF COLUMN MOUNT
Valero - Port Arthur | AS-C09-B04.dwg | EQUIPMENT GROUND BUSS COLUMN MOUNT
Valero - Port Arthur | AS-C09-B04.pdf | EQUIPMENT GROUND BUSS COLUMN MOUNT
Valero - Port Arthur | AS-C09-B05.dwg | EQUIPMENT GROUND CONNECTION
Valero - Port Arthur | AS-C09-B05.pdf | EQUIPMENT GROUND CONNECTION
Valero - Port Arthur | AS-C09-B06.dwg | VERTICAL VESSEL GROUND CONNECTION
Valero - Port Arthur | AS-C09-B06.pdf | VERTICAL VESSEL GROUND CONNECTION
Valero - Port Arthur | AS-C09-B07.dwg | SPHERE GROUNDING
Valero - Port Arthur | AS-C09-B07.pdf | SPHERE GROUNDING
Valero - Port Arthur | AS-C09-B08.dwg | COLUMN GROUND CONNECTION (NO FIREPROOFING)
Valero - Port Arthur | AS-C09-B08.pdf | COLUMN GROUND CONNECTION (NO FIREPROOFING)
Valero - Port Arthur | AS-C09-B09.dwg | FIREPROOFED COLUMN GROUND CONNECTION
Valero - Port Arthur | AS-C09-B09.pdf | FIREPROOFED COLUMN GROUND CONNECTION
Valero - Port Arthur | AS-C09-B10.dwg | HORIZONTAL VESSEL GROUND CONNECTION
Valero - Port Arthur | AS-C09-B10.pdf | HORIZONTAL VESSEL GROUND CONNECTION
Valero - Port Arthur | AS-C09-B11.dwg | TANK GROUND CONNECTION
Valero - Port Arthur | AS-C09-B11.pdf | TANK GROUND CONNECTION
Valero - Port Arthur | AS-C09-B12.dwg | CONDUIT TO CABLE TRAY GROUNDING
Valero - Port Arthur | AS-C09-B12.pdf | CONDUIT TO CABLE TRAY GROUNDING
Valero - Port Arthur | AS-C09-B13.dwg | CABLE TRY OR CONDUIT GROUNDING, EXPANSION JOINT
Valero - Port Arthur | AS-C09-B13.pdf | CABLE TRY OR CONDUIT GROUNDING, EXPANSION JOINT
Valero - Port Arthur | AS-C09-B14.dwg | CONDUIT GROUNDING FOR NON-METALLIC ENCLOSURE
Valero - Port Arthur | AS-C09-B14.pdf | CONDUIT GROUNDING FOR NON-METALLIC ENCLOSURE
Valero - Port Arthur | AS-C09-B15.dwg | INSULATED CONDUIT GROUNDING BUSHING
Valero - Port Arthur | AS-C09-B15.pdf | INSULATED CONDUIT GROUNDING BUSHING
Valero - Port Arthur | AS-C09-B16.dwg | NON-INSULATED CONDUIT GROUNDING BUSHING
Valero - Port Arthur | AS-C09-B16.pdf | NON-INSULATED CONDUIT GROUNDING BUSHING
Valero - Port Arthur | AS-C09-B17.dwg | ABOVE GRADE GROUND CONNECTION TO PIPE OR CONDUIT
Valero - Port Arthur | AS-C09-B17.pdf | ABOVE GRADE GROUND CONNECTION TO PIPE OR CONDUIT
Valero - Port Arthur | AS-C09-B18.dwg | BELOW GRADE GROUND CONNECTION TO PIPE
Valero - Port Arthur | AS-C09-B18.pdf | BELOW GRADE GROUND CONNECTION TO PIPE
Valero - Port Arthur | AS-C09-B19.dwg | FIREPROOFED COLUMN GROUNDING
Valero - Port Arthur | AS-C09-B19.pdf | FIREPROOFED COLUMN GROUNDING
Valero - Port Arthur | AS-C09-B20.dwg | EQUIPMENT GROUND TAP (KC)
Valero - Port Arthur | AS-C09-B20.pdf | EQUIPMENT GROUND TAP (KC)
Valero - Port Arthur | AS-C09-B21.dwg | EQUIPMENT GROUND TAP (GB)
Valero - Port Arthur | AS-C09-B21.pdf | EQUIPMENT GROUND TAP (GB)
Valero - Port Arthur | AS-C09-B22.dwg | EQUIPMENT GROUND TAP (YA)
Valero - Port Arthur | AS-C09-B22.pdf | EQUIPMENT GROUND TAP (YA)
Valero - Port Arthur | AS-C09-B23.dwg | EQUIPMENT GROUND TAP (QDA)
Valero - Port Arthur | AS-C09-B23.pdf | EQUIPMENT GROUND TAP (QDA)
Valero - Port Arthur | AS-C09-B24.dwg | EQUIPMENT GROUND TAP (GZ)
Valero - Port Arthur | AS-C09-B24.pdf | EQUIPMENT GROUND TAP (GZ)
Valero - Port Arthur | AS-C09-B25.dwg | EQUIPMENT GROUND TAP (GC)
Valero - Port Arthur | AS-C09-B25.pdf | EQUIPMENT GROUND TAP (GC)
Valero - Port Arthur | AS-C09-B26.dwg | GROUND CABLE PROTECTION
Valero - Port Arthur | AS-C09-B26.pdf | GROUND CABLE PROTECTION
Valero - Port Arthur | AS-C09-B27.dwg | GROUND CABLE DECK PENETRATION PROTECTION
Valero - Port Arthur | AS-C09-B27.pdf | GROUND CABLE DECK PENETRATION PROTECTION
Valero - Port Arthur | AS-C09-B28.dwg | GROUNDING CONDUCTOR ENTRY INTO BUILDING
Valero - Port Arthur | AS-C09-B28.pdf | GROUNDING CONDUCTOR ENTRY INTO BUILDING
Valero - Port Arthur | AS-C09-B29.dwg | GROUND TRIAD
Valero - Port Arthur | AS-C09-B29.pdf | GROUND TRIAD
Valero - Port Arthur | AS-C09-B30.dwg | BASIC GROUND WELL
Valero - Port Arthur | AS-C09-B30.pdf | BASIC GROUND WELL
Valero - Port Arthur | AS-C09-B31.dwg | GROUND WELL FOR TRIAD
Valero - Port Arthur | AS-C09-B31.pdf | GROUND WELL FOR TRIAD
Valero - Port Arthur | AS-C09-B32.dwg | GROUND WELL FOR GROUNDING CONDUIT OF FRAME OR INDIVIDUAL APPARATUS
Valero - Port Arthur | AS-C09-B32.pdf | GROUND WELL FOR GROUNDING CONDUIT OF FRAME OR INDIVIDUAL APPARATUS
Valero - Port Arthur | AS-C09-B33.dwg | GROUNDING CONNECTION FOR TANK
Valero - Port Arthur | AS-C09-B33.pdf | GROUNDING CONNECTION FOR TANK
Valero - Port Arthur | AS-C09-B34.dwg | GROUNDING CONNECTION FOR FLOATING ROOF TANK
Valero - Port Arthur | AS-C09-B34.pdf | GROUNDING CONNECTION FOR FLOATING ROOF TANK
Valero - Port Arthur | AS-C09-B35.dwg | INSTALLATION OF GROUNDING SYSTEM FOR OUTDOOR SUBSTATION AT GRADE ELEVATION
Valero - Port Arthur | AS-C09-B35.pdf | INSTALLATION OF GROUNDING SYSTEM FOR OUTDOOR SUBSTATION AT GRADE ELEVATION
Valero - Port Arthur | AS-C09-B37.dwg | GROUNDING PANELBOARD AND TRANSFORMER
Valero - Port Arthur | AS-C09-B37.pdf | GROUNDING PANELBOARD AND TRANSFORMER
Valero - Port Arthur | AS-C09-B38.dwg | GROUNDING INSIDE TRANSFORMER
Valero - Port Arthur | AS-C09-B38.pdf | GROUNDING INSIDE TRANSFORMER
Valero - Port Arthur | AS-C09-B39.dwg | GROUND ROD COMPRESSION CONNECTOR
Valero - Port Arthur | AS-C09-B39.pdf | GROUND ROD COMPRESSION CONNECTOR
Valero - Port Arthur | AS-C09-B40.dwg | REBAR GROUNDING
Valero - Port Arthur | AS-C09-B40.pdf | REBAR GROUNDING
Valero - Port Arthur | AS-C09-B41.dwg | GROUNDING ELECTRODE USING FOUNDATIONS
Valero - Port Arthur | AS-C09-B41.pdf | GROUNDING ELECTRODE USING FOUNDATIONS
Valero - Port Arthur | AS-C09-C01.dwg | STANDARD "UPS" ONE-LINE
Valero - Port Arthur | AS-C09-C01.pdf | STANDARD "UPS" ONE-LINE
Valero - Port Arthur | AS-C10-A01.dwg | OVERHEAD LINE MINIMUM CLEARANCE, (RAILROAD TRACK)
Valero - Port Arthur | AS-C10-A01.pdf | OVERHEAD LINE MINIMUM CLEARANCE, (RAILROAD TRACK)
Valero - Port Arthur | AS-C10-A02.dwg | OVERHEAD LINE MINIMUM CLEARANCE, (ROAD)
Valero - Port Arthur | AS-C10-A02.pdf | OVERHEAD LINE MINIMUM CLEARANCE, (ROAD)
Valero - Port Arthur | AS-C10-A03.dwg | OVERHEAD LINE MINIMUM CLEARANCE, (TANK FIELD AND OTHER AREAS)
Valero - Port Arthur | AS-C10-A03.pdf | OVERHEAD LINE MINIMUM CLEARANCE, (TANK FIELD AND OTHER AREAS)
Valero - Port Arthur | AS-C10-A04.dwg | OVERHEAD LINE MINIMUM CLEARANCE, (PEDESTRIANS ONLY)
Valero - Port Arthur | AS-C10-A04.pdf | OVERHEAD LINE MINIMUM CLEARANCE, (PEDESTRIANS ONLY)
Valero - Port Arthur | AS-C10-A05.dwg | OVERHEAD LINE MINIMUM CLEARANCE, (BUILDING ROOFS)
Valero - Port Arthur | AS-C10-A05.pdf | OVERHEAD LINE MINIMUM CLEARANCE, (BUILDING ROOFS)
Valero - Port Arthur | AS-C10-A06.dwg | OVERHEAD LINE MINIMUM CLEARANCE, (BUILDING ROOFS AND OTHER STRUCTURES)
Valero - Port Arthur | AS-C10-A06.pdf | OVERHEAD LINE MINIMUM CLEARANCE, (BUILDING ROOFS AND OTHER STRUCTURES)
Valero - Port Arthur | AS-C10-A07.dwg | OVERHEAD LINE MINIMUM CLEARANCE, (PIPE RACKS)
Valero - Port Arthur | AS-C10-A07.pdf | OVERHEAD LINE MINIMUM CLEARANCE, (PIPE RACKS)
Valero - Port Arthur | AS-C10-A08.dwg | OVERHEAD LINE MINIMUM CLEARANCE, (BUILDING - HORIZONTAL)
Valero - Port Arthur | AS-C10-A08.pdf | OVERHEAD LINE MINIMUM CLEARANCE, (BUILDING - HORIZONTAL)
Valero - Port Arthur | AS-C10-A09.dwg | OVERHEAD LINE MINIMUM CLEARANCE, (PIPE SUPPORT - HORIZONTAL)
Valero - Port Arthur | AS-C10-A09.pdf | OVERHEAD LINE MINIMUM CLEARANCE, (PIPE SUPPORT - HORIZONTAL)
Valero - Port Arthur | AS-C10-A10.dwg | OVERHEAD LINE MINIMUM CLEARANCE, (OTHERS - HORIZONTAL)
Valero - Port Arthur | AS-C10-A10.pdf | OVERHEAD LINE MINIMUM CLEARANCE, (OTHERS - HORIZONTAL)
Valero - Port Arthur | AS-C11-A01.dwg | UNDERGROUND CABLES - SIGNS, MARKERS, AND POST
Valero - Port Arthur | AS-C11-A01.pdf | UNDERGROUND CABLES - SIGNS, MARKERS, AND POST
Valero - Port Arthur | AS-C11-A02.dwg | UNDERGROUND CABLES - SIGNS, MARKERS, AND POST DESIGN AND CONSTRUCTION NOTES
Valero - Port Arthur | AS-C11-A02.pdf | UNDERGROUND CABLES - SIGNS, MARKERS, AND POST DESIGN AND CONSTRUCTION NOTES
Valero - Port Arthur | AS-C11-A03.dwg | "CLX" CABLE UNDERGROUND INSTALLATION
Valero - Port Arthur | AS-C11-A03.pdf | "CLX" CABLE UNDERGROUND INSTALLATION
Valero - Port Arthur | AS-C12-A01.dwg | CABLE TRAY GENERAL NOTES
Valero - Port Arthur | AS-C12-A01.pdf | CABLE TRAY GENERAL NOTES
Valero - Port Arthur | AS-C12-A02.dwg | CABLE TRAY SYMBOLS
Valero - Port Arthur | AS-C12-A02.pdf | CABLE TRAY SYMBOLS
Valero - Port Arthur | AS-C12-A03.dwg | TRAPEZE HANGER
Valero - Port Arthur | AS-C12-A03.pdf | TRAPEZE HANGER
Valero - Port Arthur | AS-C12-A04.dwg | EXPANSION JOINTS
Valero - Port Arthur | AS-C12-A04.pdf | EXPANSION JOINTS
Valero - Port Arthur | AS-C12-A05.dwg | CABLE TRAY ADJUSTMENT VERTICAL SPLICE PLATE
Valero - Port Arthur | AS-C12-A05.pdf | CABLE TRAY ADJUSTMENT VERTICAL SPLICE PLATE
Valero - Port Arthur | AS-C12-A06.dwg | HORIZONTAL BONDING
Valero - Port Arthur | AS-C12-A06.pdf | HORIZONTAL BONDING
Valero - Port Arthur | AS-C12-A07.dwg | HOLD DOWN AND EXPANSION GUIDES
Valero - Port Arthur | AS-C12-A07.pdf | HOLD DOWN AND EXPANSION GUIDES
Valero - Port Arthur | AS-C12-A08.dwg | VERTICAL TRAY HOLD DOWN
Valero - Port Arthur | AS-C12-A08.pdf | VERTICAL TRAY HOLD DOWN
Valero - Port Arthur | AS-C12-A09.dwg | CROSSING TRAYS BONDING
Valero - Port Arthur | AS-C12-A09.pdf | CROSSING TRAYS BONDING
Valero - Port Arthur | AS-C12-A10.dwg | HORIZONTAL TRAY SUPPORT FROM VERTICAL COLUMN
Valero - Port Arthur | AS-C12-A10.pdf | HORIZONTAL TRAY SUPPORT FROM VERTICAL COLUMN
Valero - Port Arthur | AS-C12-A12.dwg | VERTICAL TRAY SUPPORT FROM VERTICAL COLUMN
Valero - Port Arthur | AS-C12-A12.pdf | VERTICAL TRAY SUPPORT FROM VERTICAL COLUMN
Valero - Port Arthur | AS-C12-A13.dwg | VERTICAL TRAY SUPPORT FROM VERTICAL CONCRETE
Valero - Port Arthur | AS-C12-A13.pdf | VERTICAL TRAY SUPPORT FROM VERTICAL CONCRETE
Valero - Port Arthur | AS-C12-A14.dwg | VERTICAL TRAY SUPPORT FROM PLATFORM STEEL
Valero - Port Arthur | AS-C12-A14.pdf | VERTICAL TRAY SUPPORT FROM PLATFORM STEEL
Valero - Port Arthur | AS-C12-A15.dwg | VERTICAL TRAY SUPPORT PERPENDICULAR TO CONCRETE
Valero - Port Arthur | AS-C12-A15.pdf | VERTICAL TRAY SUPPORT PERPENDICULAR TO CONCRETE
Valero - Port Arthur | AS-C12-A16.dwg | SUPPORT FORM HORIZONTAL STEEL
Valero - Port Arthur | AS-C12-A16.pdf | SUPPORT FORM HORIZONTAL STEEL
Valero - Port Arthur | AS-C12-A17.dwg | TRAY SUPPORT DETAIL
Valero - Port Arthur | AS-C12-A17.pdf | TRAY SUPPORT DETAIL
Valero - Port Arthur | AS-C12-A18.dwg | EQUIPMENT AND TRAY IN BUILDING
Valero - Port Arthur | AS-C12-A18.pdf | EQUIPMENT AND TRAY IN BUILDING
Valero - Port Arthur | AS-C12-A19.dwg | FITTING SUPPORT CRITERIA
Valero - Port Arthur | AS-C12-A19.pdf | FITTING SUPPORT CRITERIA
Valero - Port Arthur | AS-C13-A01.dwg | GENERAL NOTES
Valero - Port Arthur | AS-C13-A01.pdf | GENERAL NOTES
Valero - Port Arthur | AS-C13-A02.dwg | ABOVE GROUND POWER CABLE AND CONDUCTOR NOTES
Valero - Port Arthur | AS-C13-A02.pdf | ABOVE GROUND POWER CABLE AND CONDUCTOR NOTES
Valero - Port Arthur | AS-C13-A03.dwg | ABOVE GROUND POWER SYMBOLS
Valero - Port Arthur | AS-C13-A03.pdf | ABOVE GROUND POWER SYMBOLS
Valero - Port Arthur | AS-C13-A04.dwg | ABOVE GROUND CONTROL STATION SUPPORT
Valero - Port Arthur | AS-C13-A04.pdf | ABOVE GROUND CONTROL STATION SUPPORT
Valero - Port Arthur | AS-C13-A05-SH1.dwg | PUSHBUTTON CONDUIT ARRANGEMENT AT MOTOR DIV.2 SH.1
Valero - Port Arthur | AS-C13-A05-SH2.dwg | PUSHBUTTON CONDUIT ARRANGEMENT AT MOTOR DIV.2 SH.2
Valero - Port Arthur | AS-C13-A05.pdf | PUSHBUTTON CONDUIT ARRANGEMENT AT MOTOR DIV.2
Valero - Port Arthur | AS-C13-A06.dwg | POWER DETAIL AIR COOLER TERM. BOX CONNECTION
Valero - Port Arthur | AS-C13-A06.pdf | POWER DETAIL AIR COOLER TERM. BOX CONNECTION
Valero - Port Arthur | AS-C13-A07-SH1.dwg | CONTROL STATION MOUNTED ON STAND SH.1
Valero - Port Arthur | AS-C13-A07-SH2.dwg | CONTROL STATION MOUNTED ON STAND B/M SH.2
Valero - Port Arthur | AS-C13-A07.pdf | CONTROL STATION MOUNTED ON STAND B/M
Valero - Port Arthur | AS-C13-A08.dwg | POWER DETAIL CONTROL STATION MOUNTED ON STAND B/M
Valero - Port Arthur | AS-C13-A08.pdf | POWER DETAIL CONTROL STATION MOUNTED ON STAND B/M
Valero - Port Arthur | AS-C13-A09.dwg | 480 VOLT CONNECTION TERMINATION
Valero - Port Arthur | AS-C13-A09.pdf | 480 VOLT CONNECTION TERMINATION
Valero - Port Arthur | AS-C13-A10.dwg | 480 VOLT WELDER CONNECTION FEED THROUGH
Valero - Port Arthur | AS-C13-A10.pdf | 480 VOLT WELDER CONNECTION FEED THROUGH
Valero - Port Arthur | AS-C13-A11.dwg | 480 VOLT WELDER CONNECTION DEAD END
Valero - Port Arthur | AS-C13-A11.pdf | 480 VOLT WELDER CONNECTION DEAD END
Valero - Port Arthur | AS-C13-A12.dwg | 480 VOLT VERTICAL MOTOR CONNECTION
Valero - Port Arthur | AS-C13-A12.pdf | 480 VOLT VERTICAL MOTOR CONNECTION
Valero - Port Arthur | AS-C13-A13.dwg | 5KV MOTOR CONNECTION TERMIANTION
Valero - Port Arthur | AS-C13-A13.pdf | 5KV MOTOR CONNECTION TERMIANTION
Valero - Port Arthur | AS-C13-A14.dwg | 15KV STRESS CONE TERMINATION
Valero - Port Arthur | AS-C13-A14.pdf | 15KV STRESS CONE TERMINATION
Valero - Port Arthur | AS-C13-A15-SH1.dwg | 5KV MOTOR CONNECTION SH.1
Valero - Port Arthur | AS-C13-A15-SH2.dwg | 5KV MOTOR CONNECTION BILL OF MATERIAL SH.2
Valero - Port Arthur | AS-C13-A15.pdf | 5KV MOTOR CONNECTION BILL OF MATERIAL
Valero - Port Arthur | AS-C13-A17.dwg | 9/C #12 POWER AND CONTROL
Valero - Port Arthur | AS-C13-A17.pdf | 9/C #12 POWER AND CONTROL
Valero - Port Arthur | AS-C13-A18.dwg | 4/C #10 POWER AND CONTROL
Valero - Port Arthur | AS-C13-A18.pdf | 4/C #10 POWER AND CONTROL
Valero - Port Arthur | AS-C13-A19.dwg | 3/C #8 POWER AND CONTROL
Valero - Port Arthur | AS-C13-A19.pdf | 3/C #8 POWER AND CONTROL
Valero - Port Arthur | AS-C13-A20.dwg | 3/C #6 WITH GROUND POWER AND CONTROL
Valero - Port Arthur | AS-C13-A20.pdf | 3/C #6 WITH GROUND POWER AND CONTROL
Valero - Port Arthur | AS-C13-A21.dwg | 3/C #4 WITH GROUND POWER AND CONTROL
Valero - Port Arthur | AS-C13-A21.pdf | 3/C #4 WITH GROUND POWER AND CONTROL
Valero - Port Arthur | AS-C13-A22.dwg | 3/C #2 WITH GROUND POWER AND CONTROL
Valero - Port Arthur | AS-C13-A22.pdf | 3/C #2 WITH GROUND POWER AND CONTROL
Valero - Port Arthur | AS-C13-A23.dwg | 3/C #2/0 WITH GROUND POWER AND CONTROL
Valero - Port Arthur | AS-C13-A23.pdf | 3/C #2/0 WITH GROUND POWER AND CONTROL
Valero - Port Arthur | AS-C13-A24.dwg | 3/C #4/0 WITH GROUND POWER AND CONTROL
Valero - Port Arthur | AS-C13-A24.pdf | 3/C #4/0 WITH GROUND POWER AND CONTROL
Valero - Port Arthur | AS-C13-A25.dwg | 3/C #350 WITH GROUND POWER AND CONTROL
Valero - Port Arthur | AS-C13-A25.pdf | 3/C #350 WITH GROUND POWER AND CONTROL
Valero - Port Arthur | AS-C13-A26.dwg | 3/C #500 WITH GROUND POWER AND CONTROL
Valero - Port Arthur | AS-C13-A26.pdf | 3/C #500 WITH GROUND POWER AND CONTROL
Valero - Port Arthur | AS-C13-A27.dwg | 2-3/C #4/0 WITH GROUND POWER AND CONTROL
Valero - Port Arthur | AS-C13-A27.pdf | 2-3/C #4/0 WITH GROUND POWER AND CONTROL
Valero - Port Arthur | AS-C13-A28.dwg | 2-3/C #350 WITH GROUND POWER AND CONTROL
Valero - Port Arthur | AS-C13-A28.pdf | 2-3/C #350 WITH GROUND POWER AND CONTROL
Valero - Port Arthur | AS-C13-A29.dwg | AIR COOLER TERMINAL BOX CONNECTION
Valero - Port Arthur | AS-C13-A29.pdf | AIR COOLER TERMINAL BOX CONNECTION
Valero - Port Arthur | AS-C13-A30-SH1.dwg | AIR COOLER FAN MOTOR CONNECTION SH.1
Valero - Port Arthur | AS-C13-A30-SH2.dwg | AIR COOLER FAN MOTOR CONNECTION B/M SH.2
Valero - Port Arthur | AS-C13-A30.pdf | AIR COOLER FAN MOTOR CONNECTION B/M
Valero - Port Arthur | AS-C14-A01.dwg | INSTRUMENT DETAIL GENERAL NOTES
Valero - Port Arthur | AS-C14-A01.pdf | INSTRUMENT DETAIL GENERAL NOTES
Valero - Port Arthur | AS-C14-A02.dwg | INSTRUMENT DETAIL SYMBOLS
Valero - Port Arthur | AS-C14-A02.pdf | INSTRUMENT DETAIL SYMBOLS
Valero - Port Arthur | AS-C14-A03.dwg | TYPICAL CONNECTION WITHOUT POWER
Valero - Port Arthur | AS-C14-A03.pdf | TYPICAL CONNECTION WITHOUT POWER
Valero - Port Arthur | AS-C14-A04.dwg | ONE CONNECTION WITH 120 VOLT POWER AND SWITCH
Valero - Port Arthur | AS-C14-A04.pdf | ONE CONNECTION WITH 120 VOLT POWER AND SWITCH
Valero - Port Arthur | AS-C14-A05-SH1.dwg | ONE INSTRUMENT J-BOX SH.1
Valero - Port Arthur | AS-C14-A05-SH2.dwg | ONE INSTRUMENT J-BOX B/M SH.2
Valero - Port Arthur | AS-C14-A05.pdf | ONE INSTRUMENT J-BOX B/M
Valero - Port Arthur | AS-C14-A06-SH1.dwg | TWO INSTRUMENT J-BOX SH.1
Valero - Port Arthur | AS-C14-A06-SH2.dwg | TWO INSTRUMENT J-BOX SH.B/M SH.2
Valero - Port Arthur | AS-C14-A06.pdf | TWO INSTRUMENT J-BOX
Valero - Port Arthur | AS-C14-A07-SH1.dwg | THREE INSTRUMENT J-BOX SH.1
Valero - Port Arthur | AS-C14-A07-SH2.dwg | THREE INSTRUMENT J-BOX B/M SH.2
Valero - Port Arthur | AS-C14-A07.pdf | THREE INSTRUMENT J-BOX B/M
Valero - Port Arthur | AS-C14-A08-SH1.dwg | THREE INSTRUMENT J-BOX MOUNTED ON STAND SH.1
Valero - Port Arthur | AS-C14-A08-SH2.dwg | THREE INSTRUMENT J-BOX MOUNTED ON STAND B/M SH.2
Valero - Port Arthur | AS-C14-A08.pdf | THREE INSTRUMENT J-BOX MOUNTED ON STAND B/M
Valero - Port Arthur | AS-C14-A09.dwg | TWO CONNECTIONS WITH 120 VOLT POWER AND SWITCH
Valero - Port Arthur | AS-C14-A09.pdf | TWO CONNECTIONS WITH 120 VOLT POWER AND SWITCH
Valero - Port Arthur | AS-C14-A10.dwg | TYPICAL CONNECTION WITHOUT POWER
Valero - Port Arthur | AS-C14-A10.pdf | TYPICAL CONNECTION WITHOUT POWER
Valero - Port Arthur | AS-C14-A11.dwg | SWITCH WITH PIGTAILS
Valero - Port Arthur | AS-C14-A11.pdf | SWITCH WITH PIGTAILS
Valero - Port Arthur | AS-C14-A12.dwg | SWITCH WITH PIGTAILS
Valero - Port Arthur | AS-C14-A12.pdf | SWITCH WITH PIGTAILS
Valero - Port Arthur | AS-C14-A13.dwg | FO/NETWORK ENCLOSURE LAYOUT
Valero - Port Arthur | AS-C14-A13.pdf | FO/NETWORK ENCLOSURE LAYOUT
Valero - Port Arthur | AS-C15-A01.dwg | UNDERGROUND GENERAL NOTES
Valero - Port Arthur | AS-C15-A01.pdf | UNDERGROUND GENERAL NOTES
Valero - Port Arthur | AS-C15-A02.dwg | 6" STUB-UP AT TRANSFORMER
Valero - Port Arthur | AS-C15-A02.pdf | 6" STUB-UP AT TRANSFORMER
Valero - Port Arthur | AS-C15-A03.dwg | 2" CONDUIT STUB-UP
Valero - Port Arthur | AS-C15-A03.pdf | 2" CONDUIT STUB-UP
Valero - Port Arthur | AS-C16-A01.dwg | LIGHTING DETAILS GENERAL NOTES
Valero - Port Arthur | AS-C16-A01.pdf | LIGHTING DETAILS GENERAL NOTES
Valero - Port Arthur | AS-C16-A02.dwg | LIGHTING DETAIL LEGEND SH. 1 OF 2
Valero - Port Arthur | AS-C16-A02.pdf | LIGHTING DETAIL LEGEND SH. 1 OF 2
Valero - Port Arthur | AS-C16-A03.dwg | LIGHTING DETAIL LEGEND SH. 2 OF 2
Valero - Port Arthur | AS-C16-A03.pdf | LIGHTING DETAIL LEGEND SH. 2 OF 2
Valero - Port Arthur | AS-C16-A04.dwg | LIGHTING DETAIL FIXTURE SCHEDULE
Valero - Port Arthur | AS-C16-A04.pdf | LIGHTING DETAIL FIXTURE SCHEDULE
Valero - Port Arthur | AS-C16-A05.dwg | LIGHTING DETAIL RECEPTACLE AND SWITCH SCHEDULE
Valero - Port Arthur | AS-C16-A05.pdf | LIGHTING DETAIL RECEPTACLE AND SWITCH SCHEDULE
Valero - Port Arthur | AS-C16-A06.dwg | LIGHTING DETAIL COLUMN MOUNTED FIXTURE
Valero - Port Arthur | AS-C16-A06.pdf | LIGHTING DETAIL COLUMN MOUNTED FIXTURE
Valero - Port Arthur | AS-C16-A07.dwg | LIGHTING DETAIL COLUMN MOUNTED FLOODLIGHT
Valero - Port Arthur | AS-C16-A07.pdf | LIGHTING DETAIL COLUMN MOUNTED FLOODLIGHT
Valero - Port Arthur | AS-C16-A08.dwg | LIGHTING DETAIL FSQC RECEPTACLE COLUMN MOUNTED
Valero - Port Arthur | AS-C16-A08.pdf | LIGHTING DETAIL FSQC RECEPTACLE COLUMN MOUNTED
Valero - Port Arthur | AS-C16-A09.dwg | LIGHTING DETAIL FSQC RECEPTACLE HANDRAIL MOUNTED
Valero - Port Arthur | AS-C16-A09.pdf | LIGHTING DETAIL FSQC RECEPTACLE HANDRAIL MOUNTED
Valero - Port Arthur | AS-C16-A10-SH1.dwg | LIGHTING DETAIL WITH 15KV TRANSFORMER AND PANELBOARD SH.1
Valero - Port Arthur | AS-C16-A10-SH2.dwg | LIGHTING DETAIL WITH 15KV TRANSFORMER AND PANELBOARD B/M SH.2
Valero - Port Arthur | AS-C16-A10.pdf | LIGHTING DETAIL WITH 15KV TRANSFORMER AND PANELBOARD B/M
Valero - Port Arthur | AS-C16-A11.dwg | LIGHTING DETAIL PLATFORM MOUNTED FLOODLIGHT
Valero - Port Arthur | AS-C16-A11.pdf | LIGHTING DETAIL PLATFORM MOUNTED FLOODLIGHT
Valero - Port Arthur | AS-C16-A12.dwg | LIGHTING DETAIL STANCHION MOUNTED FIXTURE
Valero - Port Arthur | AS-C16-A12.pdf | LIGHTING DETAIL STANCHION MOUNTED FIXTURE
Valero - Port Arthur | AS-C16-A13.dwg | LIGHTING DETAIL PENDANT MOUNTED FIXTURE
Valero - Port Arthur | AS-C16-A13.pdf | LIGHTING DETAIL PENDANT MOUNTED FIXTURE
Valero - Port Arthur | AS-C16-A14.dwg | LIGHTING DETAIL CEILING MOUNTED FIXTURE
Valero - Port Arthur | AS-C16-A14.pdf | LIGHTING DETAIL CEILING MOUNTED FIXTURE
Valero - Port Arthur | AS-C16-A15.dwg | LIGHTING DETAIL CES RECEPTACLE COLUMN MOUNTED
Valero - Port Arthur | AS-C16-A15.pdf | LIGHTING DETAIL CES RECEPTACLE COLUMN MOUNTED
Valero - Port Arthur | AS-C16-A16.dwg | LIGHTING DETAIL CES RECEPTACLE HANDRAIL MOUNTED
Valero - Port Arthur | AS-C16-A16.pdf | LIGHTING DETAIL CES RECEPTACLE HANDRAIL MOUNTED
Valero - Port Arthur | AS-C16-A17.dwg | LIGHTING DETAIL WITH 15KV AND 30KV TRANSFORMER TERMINATION
Valero - Port Arthur | AS-C16-A17.pdf | LIGHTING DETAIL WITH 15KV AND 30KV TRANSFORMER TERMINATION
Valero - Port Arthur | AS-C16-A18-SH1.dwg | LIGHTING DETAIL WITH 30KV TRANSFORMER AND PANELBOARD SH.1
Valero - Port Arthur | AS-C16-A18-SH2.dwg | LIGHTING DETAIL WITH 30KV TRANSFORMER AND PANELBOARD B/M SH.2
Valero - Port Arthur | AS-C16-A18.pdf | LIGHTING DETAIL WITH 30KV TRANSFORMER AND PANELBOARD B/M
Valero - Port Arthur | AS-C16-A19.dwg | PLATFORM LIGHTING FOR EXISTING UNITS
Valero - Port Arthur | AS-C16-A19.pdf | PLATFORM LIGHTING FOR EXISTING UNITS
Valero - Port Arthur | AS-C17-A01.dwg | ELECTRICAL EQUIPMENT NAMING CONVENTION
Valero - Port Arthur | AS-C17-A01.pdf | ELECTRICAL EQUIPMENT NAMING CONVENTION
Valero - Port Arthur | AS-G10-1.dwg | FLOW - TYPICAL METER RUNS LIQUID AND GAS SERVICE
Valero - Port Arthur | AS-G10-1.pdf | FLOW - TYPICAL METER RUNS LIQUID AND GAS SERVICE
Valero - Port Arthur | AS-G10-11.dwg | FLOW - D/P FLOW TRANSMITTER GENERAL LIQUID SERVICE ANSI 900#
Valero - Port Arthur | AS-G10-11.pdf | FLOW - D/P FLOW TRANSMITTER GENERAL LIQUID SERVICE ANSI 900#
Valero - Port Arthur | AS-G10-12.dwg | FLOW - DUAL D/P FLOW TRANSMITTER GENERAL LIQUID SERVICE ANSI 900#
Valero - Port Arthur | AS-G10-12.pdf | FLOW - DUAL D/P FLOW TRANSMITTER GENERAL LIQUID SERVICE ANSI 900#
Valero - Port Arthur | AS-G10-13.dwg | FLOW - D/P FLOW TRANSMITTER GENERAL LIQUID SERVICE (TRACED) ANSI 900#
Valero - Port Arthur | AS-G10-13.pdf | FLOW - D/P FLOW TRANSMITTER GENERAL LIQUID SERVICE (TRACED) ANSI 900#
Valero - Port Arthur | AS-G10-14.dwg | FLOW - D/P FLOW TRANSMITTER GEN. LIQUID SERVICE (TRACED W/HEATER) ANSI 1500#
Valero - Port Arthur | AS-G10-14.pdf | FLOW - D/P FLOW TRANSMITTER GEN. LIQUID SERVICE (TRACED W/HEATER) ANSI 1500#
Valero - Port Arthur | AS-G10-15.dwg | FLOW - D/P FLOW TRANSMITTER GENERAL LIQUID SERVICE ANSI 1500#
Valero - Port Arthur | AS-G10-15.pdf | FLOW - D/P FLOW TRANSMITTER GENERAL LIQUID SERVICE ANSI 1500#
Valero - Port Arthur | AS-G10-16.dwg | FLOW - D/P FLOW TRANSMITTER GENERAL LIQUID SERVICE (TRACED) ANSI 1500#
Valero - Port Arthur | AS-G10-16.pdf | FLOW - D/P FLOW TRANSMITTER GENERAL LIQUID SERVICE (TRACED) ANSI 1500#
Valero - Port Arthur | AS-G10-17.dwg | FLOW - D/P FLOW TRANSMITTER GEN. LIQUID SERVICE (TRACED W/ HEATER) ANSI 900#
Valero - Port Arthur | AS-G10-17.pdf | FLOW - D/P FLOW TRANSMITTER GEN. LIQUID SERVICE (TRACED W/ HEATER) ANSI 900#
Valero - Port Arthur | AS-G10-18.dwg | FLOW - DUAL D/P FLOW TRANSMITTER GENERAL LIQUID SERVICE (TRACED) ANSI 1500#
Valero - Port Arthur | AS-G10-18.pdf | FLOW - DUAL D/P FLOW TRANSMITTER GENERAL LIQUID SERVICE (TRACED) ANSI 1500#
Valero - Port Arthur | AS-G10-19.dwg | FLOW - D/P FLOW TRANSMITTER GENERAL LIQUID SERVICE ANSI 2500#
Valero - Port Arthur | AS-G10-19.pdf | FLOW - D/P FLOW TRANSMITTER GENERAL LIQUID SERVICE ANSI 2500#
Valero - Port Arthur | AS-G10-2.dwg | FLOW - D/P FLOW TRANSMITTER GENERAL LIQUID SERVICE
Valero - Port Arthur | AS-G10-2.pdf | FLOW - D/P FLOW TRANSMITTER GENERAL LIQUID SERVICE
Valero - Port Arthur | AS-G10-20.dwg | FLOW - DUAL D/P FLOW TRANSMITTER GENERAL LIQUID SERVICE ANSI 2500#
Valero - Port Arthur | AS-G10-20.pdf | FLOW - DUAL D/P FLOW TRANSMITTER GENERAL LIQUID SERVICE ANSI 2500#
Valero - Port Arthur | AS-G10-21.dwg | FLOW - D/P FLOW TRANSMITTER GENERAL LIQUID SERVICE (TRACED) ANSI 2500#
Valero - Port Arthur | AS-G10-21.pdf | FLOW - D/P FLOW TRANSMITTER GENERAL LIQUID SERVICE (TRACED) ANSI 2500#
Valero - Port Arthur | AS-G10-22.DWG | FLOW - D/P ANNUBAR FLOW TRANSMITTER GENERAL GAS/VAPOR SERVICE (< 100 PSIG OPERATING PRESSURE)
Valero - Port Arthur | AS-G10-22.pdf | FLOW - D/P ANNUBAR FLOW TRANSMITTER GENERAL GAS/VAPOR SERVICE (< 100 PSIG OPERATING PRESSURE)
Valero - Port Arthur | AS-G10-23.dwg | FLOW - D/P FLOW TRANSMITTER GENERAL GAS/VAPOR SERVICE
Valero - Port Arthur | AS-G10-23.pdf | FLOW - D/P FLOW TRANSMITTER GENERAL GAS/VAPOR SERVICE
Valero - Port Arthur | AS-G10-24.dwg | FLOW - D/P FLOW TRANSMITTER HYDROGEN SERVICE ANSI 600# AND BELOW
Valero - Port Arthur | AS-G10-24.pdf | FLOW - D/P FLOW TRANSMITTER HYDROGEN SERVICE ANSI 600# AND BELOW
Valero - Port Arthur | AS-G10-25.dwg | FLOW - DUAL D/P FLOW TRANSMITTER HYDROGEN SERVICE ANSI 600# AND BELOW
Valero - Port Arthur | AS-G10-25.pdf | FLOW - DUAL D/P FLOW TRANSMITTER HYDROGEN SERVICE ANSI 600# AND BELOW
Valero - Port Arthur | AS-G10-26.DWG | FLOW - D/P FLOW TRANSMITTER GENERAL GAS/VAPOR SERVICE (TRACED)
Valero - Port Arthur | AS-G10-26.pdf | FLOW - D/P FLOW TRANSMITTER GENERAL GAS/VAPOR SERVICE (TRACED)
Valero - Port Arthur | AS-G10-27.dwg | FLOW - D/P FLOW TRANSMITTER GENERAL GAS SERVICE (TRACED W/HEATER)
Valero - Port Arthur | AS-G10-27.pdf | FLOW - D/P FLOW TRANSMITTER GENERAL GAS SERVICE (TRACED W/HEATER)
Valero - Port Arthur | AS-G10-28.dwg | FLOW - D/P VENTURI FLOW TRANSMITTER HYDROGEN SERVICE (TRACED) ANSI 600# AND BELOW
Valero - Port Arthur | AS-G10-28.pdf | FLOW - D/P VENTURI FLOW TRANSMITTER HYDROGEN SERVICE (TRACED) ANSI 600# AND BELOW
Valero - Port Arthur | AS-G10-29.dwg | FLOW - D/P VENTURI FLOW TRANSMITTER HYDROGEN SERVICE (TRACED W/HEATER) ANSI 600# AND BELOW
Valero - Port Arthur | AS-G10-29.pdf | FLOW - D/P VENTURI FLOW TRANSMITTER HYDROGEN SERVICE (TRACED W/HEATER) ANSI 600# AND BELOW
Valero - Port Arthur | AS-G10-3.dwg | FLOW - DUAL D/P FLOW TRANSMITTER SOUR LIQUID SERVICE
Valero - Port Arthur | AS-G10-3.pdf | FLOW - DUAL D/P FLOW TRANSMITTER SOUR LIQUID SERVICE
Valero - Port Arthur | AS-G10-30.dwg | FLOW - D/P FLOW TRANSMITTER HYDROGEN SERVICE ANSI 900#
Valero - Port Arthur | AS-G10-30.pdf | FLOW - D/P FLOW TRANSMITTER HYDROGEN SERVICE ANSI 900#
Valero - Port Arthur | AS-G10-31.dwg | FLOW - D/P FLOW TRANSMITTER HYDROGEN SERVICE ANSI 1500#
Valero - Port Arthur | AS-G10-31.pdf | FLOW - D/P FLOW TRANSMITTER HYDROGEN SERVICE ANSI 1500#
Valero - Port Arthur | AS-G10-32.dwg | FLOW - DUAL D/P FLOW TRANSMITTER HYDROGEN SERVICE ANSI 2500#
Valero - Port Arthur | AS-G10-32.pdf | FLOW - DUAL D/P FLOW TRANSMITTER HYDROGEN SERVICE ANSI 2500#
Valero - Port Arthur | AS-G10-33.dwg | FLOW - D/P VENTURI FLOW TRANSMITTER HYDROGEN SERVICE (TRACED) ANSI 900#
Valero - Port Arthur | AS-G10-33.pdf | FLOW - D/P VENTURI FLOW TRANSMITTER HYDROGEN SERVICE (TRACED) ANSI 900#
Valero - Port Arthur | AS-G10-34.dwg | FLOW - D/P VENTURI FLOW TRANSMITTER HYDROGEN SERVICE (TRACED W/HEATER) ANSI 900#
Valero - Port Arthur | AS-G10-34.pdf | FLOW - D/P VENTURI FLOW TRANSMITTER HYDROGEN SERVICE (TRACED W/HEATER) ANSI 900#
Valero - Port Arthur | AS-G10-35.dwg | FLOW - D/P VENTURI FLOW TRANSMITTER HYDROGEN SERVICE (TRACED) ANSI 1500#
Valero - Port Arthur | AS-G10-35.pdf | FLOW - D/P VENTURI FLOW TRANSMITTER HYDROGEN SERVICE (TRACED) ANSI 1500#
Valero - Port Arthur | AS-G10-36.dwg | FLOW - D/P WEDGE FLOW TRANSMITTER GENERAL SERVICE (TRACED)
Valero - Port Arthur | AS-G10-36.pdf | FLOW - D/P WEDGE FLOW TRANSMITTER GENERAL SERVICE (TRACED)
Valero - Port Arthur | AS-G10-37.dwg | FLOW - TRIPLE D/P WEDGE FLOW TRANSMITTER GENERAL SERVICE (TRACED)
Valero - Port Arthur | AS-G10-37.pdf | FLOW - TRIPLE D/P WEDGE FLOW TRANSMITTER GENERAL SERVICE (TRACED)
Valero - Port Arthur | AS-G10-38.dwg | FLOW - D/P WEDGE FLOW TRANSMITTER GENERAL SERVICE (TRACED W/HEATER)
Valero - Port Arthur | AS-G10-38.pdf | FLOW - D/P WEDGE FLOW TRANSMITTER GENERAL SERVICE (TRACED W/HEATER)
Valero - Port Arthur | AS-G10-39.dwg | FLOW - TRIPLE D/P WEDGE FLOW TRANSMITTER GENERAL SERVICE (TRACED W/HEATER)
Valero - Port Arthur | AS-G10-39.pdf | FLOW - TRIPLE D/P WEDGE FLOW TRANSMITTER GENERAL SERVICE (TRACED W/HEATER)
Valero - Port Arthur | AS-G10-4.dwg | FLOW - DUAL D/P FLOW TRANSMITTER GENERAL LIQUID SERVICE
Valero - Port Arthur | AS-G10-4.pdf | FLOW - DUAL D/P FLOW TRANSMITTER GENERAL LIQUID SERVICE
Valero - Port Arthur | AS-G10-5.DWG | FLOW - D/P FLOW TRANSMITTER SOUR LIQUID SERVICE
Valero - Port Arthur | AS-G10-5.pdf | FLOW - D/P FLOW TRANSMITTER SOUR LIQUID SERVICE
Valero - Port Arthur | AS-G10-6.dwg | FLOW - D/P FLOW TRANSMITTER GENERAL LIQUID/STEAM SERVICE (TRACED)
Valero - Port Arthur | AS-G10-6.pdf | FLOW - D/P FLOW TRANSMITTER GENERAL LIQUID/STEAM SERVICE (TRACED)
Valero - Port Arthur | AS-G10-7.dwg | FLOW - D/P FLOW TRANSMITTER SOUR LIQUID SERVICE (TRACED)
Valero - Port Arthur | AS-G10-7.pdf | FLOW - D/P FLOW TRANSMITTER SOUR LIQUID SERVICE (TRACED)
Valero - Port Arthur | AS-G10-8.dwg | FLOW - D/P FLOW TRANSMITTER GENERAL LIQUID STEAM SERVICE (TRACED WITH HEATER)
Valero - Port Arthur | AS-G10-8.pdf | FLOW - D/P FLOW TRANSMITTER GENERAL LIQUID STEAM SERVICE (TRACED WITH HEATER)
Valero - Port Arthur | AS-G20-1.dwg | LEVEL - LIQUID LEVEL GAGE GLASS ASSEMBLY GENERAL SERVICE
Valero - Port Arthur | AS-G20-1.pdf | LEVEL - LIQUID LEVEL GAGE GLASS ASSEMBLY GENERAL SERVICE
Valero - Port Arthur | AS-G20-2.dwg | LEVEL - D/P LEVEL TRANSMITTER BUBBLER TYPE FOR SUMP GENERAL SERVICE
Valero - Port Arthur | AS-G20-2.pdf | LEVEL - D/P LEVEL TRANSMITTER BUBBLER TYPE FOR SUMP GENERAL SERVICE
Valero - Port Arthur | AS-G20-3.dwg | LEVEL - D/P LEVEL TRANSMITTER PROCESS SEALED GENERAL SERVICE (TRACED)
Valero - Port Arthur | AS-G20-3.pdf | LEVEL - D/P LEVEL TRANSMITTER PROCESS SEALED GENERAL SERVICE (TRACED)
Valero - Port Arthur | AS-G20-4.dwg | LEVEL - D/P LEVEL TRANSMITTER PROCESS SEALED GENERAL SERVICE
Valero - Port Arthur | AS-G20-4.pdf | LEVEL - D/P LEVEL TRANSMITTER PROCESS SEALED GENERAL SERVICE
Valero - Port Arthur | AS-G20-5.dwg | LEVEL - D/P LEVEL TRANSMITTER W/ REMOTE SEALS GENERAL SERVICE
Valero - Port Arthur | AS-G20-5.pdf | LEVEL - D/P LEVEL TRANSMITTER W/ REMOTE SEALS GENERAL SERVICE
Valero - Port Arthur | AS-G20-6.dwg | LEVEL - D/P LEVEL TRANSMITTER W/ REMOTE SEALS HYDROGEN SERVICE ANSI 600# AND BELOW
Valero - Port Arthur | AS-G20-6.pdf | LEVEL - D/P LEVEL TRANSMITTER W/ REMOTE SEALS HYDROGEN SERVICE ANSI 600# AND BELOW
Valero - Port Arthur | AS-G20-7.dwg | LEVEL - D/P LEVEL TRANSMITTER W/ REMOTE SEALS HYDROGEN SERVICE ANSI 1500#
Valero - Port Arthur | AS-G20-7.pdf | LEVEL - D/P LEVEL TRANSMITTER W/ REMOTE SEALS HYDROGEN SERVICE ANSI 1500#
Valero - Port Arthur | AS-G20-8.dwg | LEVEL - D/P LEVEL TRANSMITTER W/ REMOTE SEALS HYDROGEN SERVICE ANSI 2500#
Valero - Port Arthur | AS-G20-8.pdf | LEVEL - D/P LEVEL TRANSMITTER W/ REMOTE SEALS HYDROGEN SERVICE ANSI 2500#
Valero - Port Arthur | AS-G30-1.DWG | PRESSURE - PRESSURE GAUGE LIQUID OR GAS/VAPOR SERVICE (TRACED)
Valero - Port Arthur | AS-G30-1.pdf | PRESSURE - PRESSURE GAUGE LIQUID OR GAS/VAPOR SERVICE (TRACED)
Valero - Port Arthur | AS-G30-10.dwg | PRESSURE - PRESSURE GAUGE GENERAL SERVICE WITH SEAL ANSI 2500#
Valero - Port Arthur | AS-G30-10.pdf | PRESSURE - PRESSURE GAUGE GENERAL SERVICE WITH SEAL ANSI 2500#
Valero - Port Arthur | AS-G30-11.dwg | PRESSURE - PRESSURE TRANSMITTER WITH GAUGE GENERAL LIQUID SERVICE
Valero - Port Arthur | AS-G30-11.pdf | PRESSURE - PRESSURE TRANSMITTER WITH GAUGE GENERAL LIQUID SERVICE
Valero - Port Arthur | AS-G30-12.DWG | PRESSURE - PRESSURE TRANSMITTER WITH GAUGE HYDROGEN RICH LIQUID SERVICE ANSI 600# AND BELOW
Valero - Port Arthur | AS-G30-12.pdf | PRESSURE - PRESSURE TRANSMITTER WITH GAUGE HYDROGEN RICH LIQUID SERVICE ANSI 600# AND BELOW
Valero - Port Arthur | AS-G30-13.DWG | PRESSURE - PRESSURE TRANSMITTER WITH GAUGE GENERAL LIQUID SERVICE (TRACED)
Valero - Port Arthur | AS-G30-13.pdf | PRESSURE - PRESSURE TRANSMITTER WITH GAUGE GENERAL LIQUID SERVICE (TRACED)
Valero - Port Arthur | AS-G30-14.dwg | PRESSURE - PRESSURE TRANSMITTER GENERAL LIQUID SERVICE (TRACED W/HEATER)
Valero - Port Arthur | AS-G30-14.pdf | PRESSURE - PRESSURE TRANSMITTER GENERAL LIQUID SERVICE (TRACED W/HEATER)
Valero - Port Arthur | AS-G30-15.dwg | PRESSURE - D/P TRANSMITTER WITH GAUGE REMOTE SEALS SERVICE ANSI 600# AND BELOW
Valero - Port Arthur | AS-G30-15.pdf | PRESSURE - D/P TRANSMITTER WITH GAUGE REMOTE SEALS SERVICE ANSI 600# AND BELOW
Valero - Port Arthur | AS-G30-16.DWG | PRESSURE - PRESSURE TRANSMITTER WITH GAUGE GENERAL GAS/VAPOR SERVICE
Valero - Port Arthur | AS-G30-16.pdf | PRESSURE - PRESSURE TRANSMITTER WITH GAUGE GENERAL GAS/VAPOR SERVICE
Valero - Port Arthur | AS-G30-17.dwg | PRESSURE - PRESSURE TRANSMITTER GAS/VAPOR SERVICE
Valero - Port Arthur | AS-G30-17.pdf | PRESSURE - PRESSURE TRANSMITTER GAS/VAPOR SERVICE
Valero - Port Arthur | AS-G30-18.DWG | PRESSURE - PRESSURE TRANSMITTER WITH GAUGE GENERAL GAS/VAPOR SERVICE VESSEL CONNECTED
Valero - Port Arthur | AS-G30-18.pdf | PRESSURE - PRESSURE TRANSMITTER WITH GAUGE GENERAL GAS/VAPOR SERVICE VESSEL CONNECTED
Valero - Port Arthur | AS-G30-19.DWG | PRESSURE - PRESSURE TRANSMITTER WITH GAUGE SOUR GAS/VAPOR SERVICE
Valero - Port Arthur | AS-G30-19.pdf | PRESSURE - PRESSURE TRANSMITTER WITH GAUGE SOUR GAS/VAPOR SERVICE
Valero - Port Arthur | AS-G30-2.dwg | PRESSURE - PRESSURE GAUGE STEAM OR HOT VAPOR SERVICE
Valero - Port Arthur | AS-G30-2.pdf | PRESSURE - PRESSURE GAUGE STEAM OR HOT VAPOR SERVICE
Valero - Port Arthur | AS-G30-20.dwg | PRESSURE - PRESSURE TRANSMITTER WITH GAUGE HYDROGEN SERVICE ANSI 600# AND BELOW
Valero - Port Arthur | AS-G30-20.pdf | PRESSURE - PRESSURE TRANSMITTER WITH GAUGE HYDROGEN SERVICE ANSI 600# AND BELOW
Valero - Port Arthur | AS-G30-21.dwg | PRESSURE - PRESSURE TRANSMITTER WITH GAUGE HYDROGEN SERVICE ANSI 900#
Valero - Port Arthur | AS-G30-21.pdf | PRESSURE - PRESSURE TRANSMITTER WITH GAUGE HYDROGEN SERVICE ANSI 900#
Valero - Port Arthur | AS-G30-22.dwg | PRESSURE - PRESSURE TRANSMITTER WITH GAUGE HYDROGEN SERVICE ANSI 1500#
Valero - Port Arthur | AS-G30-22.pdf | PRESSURE - PRESSURE TRANSMITTER WITH GAUGE HYDROGEN SERVICE ANSI 1500#
Valero - Port Arthur | AS-G30-23.dwg | PRESSURE - D/P INDICATOR GENERAL GAS/VAPOR SERVICE (TRACED WITH HEATER)
Valero - Port Arthur | AS-G30-23.pdf | PRESSURE - D/P INDICATOR GENERAL GAS/VAPOR SERVICE (TRACED WITH HEATER)
Valero - Port Arthur | AS-G30-24.DWG | PRESSURE - D/P INDICATOR HYDROGEN SERVICE TRACED WITH HEATER ANSI 600# AND BELOW
Valero - Port Arthur | AS-G30-24.pdf | PRESSURE - D/P INDICATOR HYDROGEN SERVICE TRACED WITH HEATER ANSI 600# AND BELOW
Valero - Port Arthur | AS-G30-25.DWG | PRESSURE - D/P TRANSMITTER WITH GAUGE HYDROGEN SERVICE (TRACED) ANSI 600# AND BELOW
Valero - Port Arthur | AS-G30-25.pdf | PRESSURE - D/P TRANSMITTER WITH GAUGE HYDROGEN SERVICE (TRACED) ANSI 600# AND BELOW
Valero - Port Arthur | AS-G30-26.dwg | PRESSURE - D/P TRANSMITTER WITH GAUGE HYDROGEN SERVICE (TRACED W/HEATER) ANSI 600 AND BELOW
Valero - Port Arthur | AS-G30-26.pdf | PRESSURE - D/P TRANSMITTER WITH GAUGE HYDROGEN SERVICE (TRACED W/HEATER) ANSI 600 AND BELOW
Valero - Port Arthur | AS-G30-27.DWG | PRESSURE - PRESSURE TRANSMITTER WITH GAUGE HYDROGEN SERVICE (TRACED) ANSI 600# AND BELOW
Valero - Port Arthur | AS-G30-27.pdf | PRESSURE - PRESSURE TRANSMITTER WITH GAUGE HYDROGEN SERVICE (TRACED) ANSI 600# AND BELOW
Valero - Port Arthur | AS-G30-28.dwg | PRESSURE - PRESSURE TRANSMITTER WITH GAUGE SOUR GAS/VAPOR SERVICE (TRACED W/HEATER) ANSI 600# AND BELOW
Valero - Port Arthur | AS-G30-28.pdf | PRESSURE - PRESSURE TRANSMITTER WITH GAUGE SOUR GAS/VAPOR SERVICE (TRACED W/HEATER) ANSI 600# AND BELOW
Valero - Port Arthur | AS-G30-29.dwg | PRESSURE - PRESSURE TRANSMITTER GENERAL GAS/VAPOR SERVICE (TRACED)
Valero - Port Arthur | AS-G30-29.pdf | PRESSURE - PRESSURE TRANSMITTER GENERAL GAS/VAPOR SERVICE (TRACED)
Valero - Port Arthur | AS-G30-3.dwg | PRESSURE - PRESSURE GAUGE SOUR GENERAL SERVICE (TRACED)
Valero - Port Arthur | AS-G30-3.pdf | PRESSURE - PRESSURE GAUGE SOUR GENERAL SERVICE (TRACED)
Valero - Port Arthur | AS-G30-30.DWG | PRESSURE - PRESSURE TRANSMITTER WITH GAUGE GENERAL GAS/VAPOR SERV. (TRACED)
Valero - Port Arthur | AS-G30-30.pdf | PRESSURE - PRESSURE TRANSMITTER WITH GAUGE GENERAL GAS/VAPOR SERV. (TRACED)
Valero - Port Arthur | AS-G30-31.dwg | PRESSURE - PRESSURE TRANSMITTER WITH GAUGE GEN. GAS/VAPOR SERVICE (TRACED W/HEATER) ANSI 600# AND BELOW
Valero - Port Arthur | AS-G30-31.pdf | PRESSURE - PRESSURE TRANSMITTER WITH GAUGE GEN. GAS/VAPOR SERVICE (TRACED W/HEATER) ANSI 600# AND BELOW
Valero - Port Arthur | AS-G30-32.dwg | PRESSURE - PRESSURE TRANSMITTER WITH GAUGE SOUR HYDROGEN SERVICE (TRACED) ANSI 600# AND BELOW
Valero - Port Arthur | AS-G30-32.pdf | PRESSURE - PRESSURE TRANSMITTER WITH GAUGE SOUR HYDROGEN SERVICE (TRACED) ANSI 600# AND BELOW
Valero - Port Arthur | AS-G30-33.dwg | PRESSURE - PRESSURE TRANSMITTER GENERAL SERVICE (TRACED) VESSEL CONNECTED
Valero - Port Arthur | AS-G30-33.pdf | PRESSURE - PRESSURE TRANSMITTER GENERAL SERVICE (TRACED) VESSEL CONNECTED
Valero - Port Arthur | AS-G30-34.dwg | PRESSURE - PRESSURE TRANSMITTER WITH GAUGE HYDROGEN SERVICE (TRACED) ANSI 2500#
Valero - Port Arthur | AS-G30-34.pdf | PRESSURE - PRESSURE TRANSMITTER WITH GAUGE HYDROGEN SERVICE (TRACED) ANSI 2500#
Valero - Port Arthur | AS-G30-35.dwg | PRESSURE - PRESSURE TRANSMITTER WITH GAUGE HYDROGEN SERVICE (TRACED W/HEATER) ANSI 2500#
Valero - Port Arthur | AS-G30-35.pdf | PRESSURE - PRESSURE TRANSMITTER WITH GAUGE HYDROGEN SERVICE (TRACED W/HEATER) ANSI 2500#
Valero - Port Arthur | AS-G30-36.DWG | PRESSURE - DRAFT GAUGE HEATER SERVICE
Valero - Port Arthur | AS-G30-36.pdf | PRESSURE - DRAFT GAUGE HEATER SERVICE
Valero - Port Arthur | AS-G30-37.DWG | PRESSURE - PRESSURE TRANSMITTER WITH GAUGE HEATER SERVICE
Valero - Port Arthur | AS-G30-37.pdf | PRESSURE - PRESSURE TRANSMITTER WITH GAUGE HEATER SERVICE
Valero - Port Arthur | AS-G30-38.dwg | PRESSURE - PRESSURE GAUGE GENERAL SERVICE WITH SEAL ANSI 900#
Valero - Port Arthur | AS-G30-38.pdf | PRESSURE - PRESSURE GAUGE GENERAL SERVICE WITH SEAL ANSI 900#
Valero - Port Arthur | AS-G30-39.dwg | PRESSURE - PRESSURE TRANSMITTER WITH GAUGE SOUR LIQUID SERVICE
Valero - Port Arthur | AS-G30-39.pdf | PRESSURE - PRESSURE TRANSMITTER WITH GAUGE SOUR LIQUID SERVICE
Valero - Port Arthur | AS-G30-4.dwg | PRESSURE - PRESSURE GAUGE GENERAL PROCESS SERVICE
Valero - Port Arthur | AS-G30-4.pdf | PRESSURE - PRESSURE GAUGE GENERAL PROCESS SERVICE
Valero - Port Arthur | AS-G30-40.dwg | PRESSURE - PRESSURE TRANSMITTER WITH GAUGE SOUR LIQUID SERVICE (TRACED)
Valero - Port Arthur | AS-G30-40.pdf | PRESSURE - PRESSURE TRANSMITTER WITH GAUGE SOUR LIQUID SERVICE (TRACED)
Valero - Port Arthur | AS-G30-41.dwg | PRESSURE - PRESSURE TRANSMITTER SOUR LIQUID SERVICE (TRACED W/HEATER)
Valero - Port Arthur | AS-G30-41.pdf | PRESSURE - PRESSURE TRANSMITTER SOUR LIQUID SERVICE (TRACED W/HEATER)
Valero - Port Arthur | AS-G30-5.DWG | PRESSURE - PRESSURE GAUGE SOUR GENERAL SERVICE
Valero - Port Arthur | AS-G30-5.pdf | PRESSURE - PRESSURE GAUGE SOUR GENERAL SERVICE
Valero - Port Arthur | AS-G30-6.dwg | PRESSURE - PRESSURE GAUGE HYDROGEN RICH/SOUR SERVICE ANSI 600# AND BELOW
Valero - Port Arthur | AS-G30-6.pdf | PRESSURE - PRESSURE GAUGE HYDROGEN RICH/SOUR SERVICE ANSI 600# AND BELOW
Valero - Port Arthur | AS-G30-7.dwg | PRESSURE - PRESSURE GAUGE HYDROGEN SERVICE ANSI 600# AND BELOW
Valero - Port Arthur | AS-G30-7.pdf | PRESSURE - PRESSURE GAUGE HYDROGEN SERVICE ANSI 600# AND BELOW
Valero - Port Arthur | AS-G30-8.dwg | PRESSURE - PRESSURE GAUGE W/DIAPHRAGM SEAL ANSI 600# AND BELOW
Valero - Port Arthur | AS-G30-8.pdf | PRESSURE - PRESSURE GAUGE W/DIAPHRAGM SEAL ANSI 600# AND BELOW
Valero - Port Arthur | AS-G30-9.dwg | PRESSURE - PRESSURE GAUGE GENERAL SERVICE WITH SEAL ANSI 1500#
Valero - Port Arthur | AS-G30-9.pdf | PRESSURE - PRESSURE GAUGE GENERAL SERVICE WITH SEAL ANSI 1500#
Valero - Port Arthur | AS-G40-1.dwg | TEMPERATURE - STANDARD TEMPERATURE CONNECTIONS IN PIPING
Valero - Port Arthur | AS-G40-1.pdf | TEMPERATURE - STANDARD TEMPERATURE CONNECTIONS IN PIPING
Valero - Port Arthur | AS-G40-2-1.dwg | TEMPERATURE - THERMOWELL/TE ASSEMBLY GENERAL SERVICE
Valero - Port Arthur | AS-G40-2-2.dwg | TEMPERATURE - THERMOWELL DIMENSIONS GENERAL SERVICE
Valero - Port Arthur | AS-G40-2.pdf | TEMPERATURE - THERMOWELL/TE ASSEMBLY GENERAL SERVICE & TW DIMENSIONS
Valero - Port Arthur | AS-G50-1.dwg | ANALYZER - OXYGEN/COMBUSTIBLES ANALYZER THERMOX-HEATER SERVICE
Valero - Port Arthur | AS-G50-1.pdf | ANALYZER - OXYGEN/COMBUSTIBLES ANALYZER THERMOX-HEATER SERVICE
Valero - Port Arthur | AS-G50-2.dwg | ANALYZER - OXYGEN ANALYZER YOKOGAWA-HEATER SERVICE
Valero - Port Arthur | AS-G50-2.pdf | ANALYZER - OXYGEN ANALYZER YOKOGAWA-HEATER SERVICE
Valero - Port Arthur | AS-G50-3.DWG | ANALYZER - OXYGEN ANALYZER ROSEMOUNT-HEATER SERVICE
Valero - Port Arthur | AS-G50-3.pdf | ANALYZER - OXYGEN ANALYZER ROSEMOUNT-HEATER SERVICE
Valero - Port Arthur | AS-G50-4.dwg | ANALYZER - THERMAL CONDUCTIVITY ANALYZER HYDROGEN SERVICE ANSI 600# AND BELOW
Valero - Port Arthur | AS-G50-4.pdf | ANALYZER - THERMAL CONDUCTIVITY ANALYZER HYDROGEN SERVICE ANSI 600# AND BELOW
Valero - Port Arthur | AS-G50-5.dwg | ANALYZER - PRODUCT SULFUR ANALYZER DUAL STREAM SERVICE ANSI 600# AND BELOW
Valero - Port Arthur | AS-G50-5.pdf | ANALYZER - PRODUCT SULFUR ANALYZER DUAL STREAM SERVICE ANSI 600# AND BELOW
Valero - Port Arthur | AS-G50-6.DWG | ANALYZER - PROCESS BLOCK VALVE INTERNAL PROBE WARNING TAG
Valero - Port Arthur | AS-G50-6.pdf | ANALYZER - PROCESS BLOCK VALVE INTERNAL PROBE WARNING TAG
Valero - Port Arthur | AS-G60-1.dwg | SUPPORTS & ACCESSORIES - INSTRUMENT AIR SUB HEADERS
Valero - Port Arthur | AS-G60-1.pdf | SUPPORTS & ACCESSORIES - INSTRUMENT AIR SUB HEADERS
Valero - Port Arthur | AS-G60-10.dwg | SUPPORTS & ACCESSORIES - AIR SUPPLY INSTALLATION ENCLOSURE AIR PURGE ENVIROMENTAL TYPE
Valero - Port Arthur | AS-G60-10.pdf | SUPPORTS & ACCESSORIES - AIR SUPPLY INSTALLATION ENCLOSURE AIR PURGE ENVIROMENTAL TYPE
Valero - Port Arthur | AS-G60-11.DWG | SUPPORTS & ACCESSORIES - AIR SUPPLY INSTALLATION ENCLOSURE AIR PURGE NFPA PURGE KIT TYPE
Valero - Port Arthur | AS-G60-11.pdf | SUPPORTS & ACCESSORIES - AIR SUPPLY INSTALLATION ENCLOSURE AIR PURGE NFPA PURGE KIT TYPE
Valero - Port Arthur | AS-G60-12.dwg | SUPPORTS & ACCESSORIES - FABRICATED SUPPORTS INSTRUMENT STAND SINGLE (PAVEMENT)
Valero - Port Arthur | AS-G60-12.pdf | SUPPORTS & ACCESSORIES - FABRICATED SUPPORTS INSTRUMENT STAND SINGLE (PAVEMENT)
Valero - Port Arthur | AS-G60-13.dwg | SUPPORTS & ACCESSORIES - FABRICATED SUPPORTS INSTRUMENT STAND DUAL (PAVEMENT)
Valero - Port Arthur | AS-G60-13.pdf | SUPPORTS & ACCESSORIES - FABRICATED SUPPORTS INSTRUMENT STAND DUAL (PAVEMENT)
Valero - Port Arthur | AS-G60-14.dwg | SUPPORTS & ACCESSORIES - FABRICATED SUPPORTS INSTRUMENT STAND TRIPLE (PAVEMENT)
Valero - Port Arthur | AS-G60-14.pdf | SUPPORTS & ACCESSORIES - FABRICATED SUPPORTS INSTRUMENT STAND TRIPLE (PAVEMENT)
Valero - Port Arthur | AS-G60-15.dwg | SUPPORTS & ACCESSORIES - FABRICATED SUPPORTS INSTRUMENT STAND SINGLE (GRATING)
Valero - Port Arthur | AS-G60-15.pdf | SUPPORTS & ACCESSORIES - FABRICATED SUPPORTS INSTRUMENT STAND SINGLE (GRATING)
Valero - Port Arthur | AS-G60-16.dwg | SUPPORTS & ACCESSORIES - FABRICATED SUPPORTS INSTRUMENT STAND DUAL (GRATING)
Valero - Port Arthur | AS-G60-16.pdf | SUPPORTS & ACCESSORIES - FABRICATED SUPPORTS INSTRUMENT STAND DUAL (GRATING)
Valero - Port Arthur | AS-G60-17.dwg | SUPPORTS & ACCESSORIES - FABRICATED SUPPORTS INSTRUMENT STAND W/ FLAG (PAVEMENT)
Valero - Port Arthur | AS-G60-17.pdf | SUPPORTS & ACCESSORIES - FABRICATED SUPPORTS INSTRUMENT STAND W/ FLAG (PAVEMENT)
Valero - Port Arthur | AS-G60-18.dwg | SUPPORTS & ACCESSORIES - FABRICATED SUPPORTS INSTRUMENT STAND SINGLE (PLATFORM)
Valero - Port Arthur | AS-G60-18.pdf | SUPPORTS & ACCESSORIES - FABRICATED SUPPORTS INSTRUMENT STAND SINGLE (PLATFORM)
Valero - Port Arthur | AS-G60-19.dwg | SUPPORTS & ACCESSORIES - FABRICATED SUPPORTS INSTRUMENT STAND DUAL (PLATFORM)
Valero - Port Arthur | AS-G60-19.pdf | SUPPORTS & ACCESSORIES - FABRICATED SUPPORTS INSTRUMENT STAND DUAL (PLATFORM)
Valero - Port Arthur | AS-G60-2.DWG | SUPPORTS & ACCESSORIES - AIR SUPPLY INSTALLATION CONTROL VALVE WITH POSITIONER
Valero - Port Arthur | AS-G60-2.pdf | SUPPORTS & ACCESSORIES - AIR SUPPLY INSTALLATION CONTROL VALVE WITH POSITIONER
Valero - Port Arthur | AS-G60-20.dwg | SUPPORTS & ACCESSORIES - FABRICATED SUPPORTS STAND FOR ASCO 2002D SOV (PAVEMENT)
Valero - Port Arthur | AS-G60-20.pdf | SUPPORTS & ACCESSORIES - FABRICATED SUPPORTS STAND FOR ASCO 2002D SOV (PAVEMENT)
Valero - Port Arthur | AS-G60-21.dwg | SUPPORTS & ACCESSORIES - FABRICATED SUPPORTS STAND FOR ASCO 2002D SOV (GRATING)
Valero - Port Arthur | AS-G60-21.pdf | SUPPORTS & ACCESSORIES - FABRICATED SUPPORTS STAND FOR ASCO 2002D SOV (GRATING)
Valero - Port Arthur | AS-G60-22.dwg | SUPPORTS & ACCESSORIES - FABRICATED SUPPORTS CAPILLARY TUBING SPOOL
Valero - Port Arthur | AS-G60-22.pdf | SUPPORTS & ACCESSORIES - FABRICATED SUPPORTS CAPILLARY TUBING SPOOL
Valero - Port Arthur | AS-G60-3.dwg | SUPPORTS & ACCESSORIES - AIR SUPPLY INSTALLATION CONTROL VALVE W/ASCO RCS SOV ASSEMBLY SPRING RETURN ACTUATOR
Valero - Port Arthur | AS-G60-3.pdf | SUPPORTS & ACCESSORIES - AIR SUPPLY INSTALLATION CONTROL VALVE W/ASCO RCS SOV ASSEMBLY SPRING RETURN ACTUATOR
Valero - Port Arthur | AS-G60-4.dwg | SUPPORTS & ACCESSORIES - AIR SUPPLY INSTALLATION CONTROL VALVE WITH POSITIONER AND SOV SPRING RETURN ACTUATOR
Valero - Port Arthur | AS-G60-4.pdf | SUPPORTS & ACCESSORIES - AIR SUPPLY INSTALLATION CONTROL VALVE WITH POSITIONER AND SOV SPRING RETURN ACTUATOR
Valero - Port Arthur | AS-G60-5.dwg | SUPPORTS & ACCESSORIES - AIR SUPPLY INSTALLATION TRIP VALVE WITH SOLENOID SPRING RETURN ACTUATOR
Valero - Port Arthur | AS-G60-5.pdf | SUPPORTS & ACCESSORIES - AIR SUPPLY INSTALLATION TRIP VALVE WITH SOLENOID SPRING RETURN ACTUATOR
Valero - Port Arthur | AS-G60-6.dwg | SUPPORTS & ACCESSORIES - AIR SUPPLY INSTALLATION TRIP VALVE W/ASCO RCS SOV ASSEMBLY DOUBLE ACTING ACTUATOR
Valero - Port Arthur | AS-G60-6.pdf | SUPPORTS & ACCESSORIES - AIR SUPPLY INSTALLATION TRIP VALVE W/ASCO RCS SOV ASSEMBLY DOUBLE ACTING ACTUATOR
Valero - Port Arthur | AS-G60-7.dwg | SUPPORTS & ACCESSORIES - AIR SUPPLY INSTALLATION TRIP VALVE W/ASCO RCS SOV ASSEMBLY SPRING RETURN ACTUATOR
Valero - Port Arthur | AS-G60-7.pdf | SUPPORTS & ACCESSORIES - AIR SUPPLY INSTALLATION TRIP VALVE W/ASCO RCS SOV ASSEMBLY SPRING RETURN ACTUATOR
Valero - Port Arthur | AS-G60-8.dwg | SUPPORTS & ACCESSORIES - AIR SUPPLY INSTALLATION TRIP VALVE W/ASCO RCS SOV ASSEMBLY DOUBLE ACTING ACTUATOR W/ AIR TANK
Valero - Port Arthur | AS-G60-8.pdf | SUPPORTS & ACCESSORIES - AIR SUPPLY INSTALLATION TRIP VALVE W/ASCO RCS SOV ASSEMBLY DOUBLE ACTING ACTUATOR W/ AIR TANK
Valero - Port Arthur | AS-G60-9.dwg | SUPPORTS & ACCESSORIES - AIR SUPPLY INSTALLATION HTR. DAMPER W/ASCO RCS SOV ASSEMBLY SPRING RETURN ACTUATOR
Valero - Port Arthur | AS-G60-9.pdf | SUPPORTS & ACCESSORIES - AIR SUPPLY INSTALLATION HTR. DAMPER W/ASCO RCS SOV ASSEMBLY SPRING RETURN ACTUATOR
Valero - Port Arthur | AS-G70-1.DWG | MISCELLANEOUS - STANDARD GENERAL NOTES
Valero - Port Arthur | AS-G70-1.pdf | MISCELLANEOUS - STANDARD GENERAL NOTES
Valero - Port Arthur | AS-G70-2.DWG | MISCELLANEOUS - ELECTRICAL FIBER OPTIC MARKERS FOR AERIAL CABLES
Valero - Port Arthur | AS-G70-2.pdf | MISCELLANEOUS - ELECTRICAL FIBER OPTIC MARKERS FOR AERIAL CABLES
Valero - Port Arthur | AS-G70-3.dwg | MISCELLANEOUS - INSTRUMENTATION STANDARD FLANGE TORQUE PROCEDURES
Valero - Port Arthur | AS-G70-3.pdf | MISCELLANEOUS - INSTRUMENTATION STANDARD FLANGE TORQUE PROCEDURES
Valero - Port Arthur | AS-G70-4.dwg | MISCELLANEOUS - JUNCTION BOX NAMING CONVENTION
Valero - Port Arthur | AS-G70-4.pdf | MISCELLANEOUS - JUNCTION BOX NAMING CONVENTION
Valero - Port Arthur | AS-G70-5.DWG | MISCELLANEOUS - CRITICAL INSTRUMENT WARNING TAG
Valero - Port Arthur | AS-G70-5.pdf | MISCELLANEOUS - CRITICAL INSTRUMENT WARNING TAG
Valero - Port Arthur | AS-G70-6.DWG | MISCELLANEOUS - INSTRUMENT NAMEPLATE
Valero - Port Arthur | AS-G70-6.pdf | MISCELLANEOUS - INSTRUMENT NAMEPLATE
Valero - Port Arthur | AS-G70-7.DWG | MISCELLANEOUS - INSTRUMENTATION AUTOMATED VALVE NAMEPLATE
Valero - Port Arthur | AS-G70-7.pdf | MISCELLANEOUS - INSTRUMENTATION AUTOMATED VALVE NAMEPLATE
Valero - Port Arthur | INSTR_MASTER_BOM.pdf | INSTRUMENT MASTER BILL OF MATERIAL LIST (SCAN)
Valero - Port Arthur | INSTR_MASTER_BOM.XLS | INSTRUMENT MASTER BILL OF MATERIAL LIST
Valero - Port Arthur | Master_Instrument_BOM.pdf | INSTRUMENT MASTER BILL OF MATERIAL LIST
Valero - Port Arthur | AS-A30-01.dwg | P&ID LEGENDS AND SYMBOLS ‑ I OF 5
Valero - Port Arthur | AS-A30-01.pdf | P&ID LEGENDS AND SYMBOLS ‑ I OF 5
Valero - Port Arthur | AS-A30-02.dwg | P&ID LEGENDS AND SYMBOLS ‑ 2 OF 5
Valero - Port Arthur | AS-A30-02.pdf | P&ID LEGENDS AND SYMBOLS ‑ 2 OF 5
Valero - Port Arthur | AS-A30-03.dwg | P&ID LEGENDS AND SYMBOLS ‑ 3 OF 5
Valero - Port Arthur | AS-A30-03.pdf | P&ID LEGENDS AND SYMBOLS ‑ 3 OF 5
Valero - Port Arthur | AS-A30-04.dwg | P&ID LEGENDS AND SYMBOLS ‑ 4 OF 5
Valero - Port Arthur | AS-A30-04.pdf | P&ID LEGENDS AND SYMBOLS ‑ 4 OF 5
Valero - Port Arthur | AS-A30-05.dwg | P&ID LEGENDS AND SYMBOLS ‑ 5 OF 5
Valero - Port Arthur | AS-A30-05.pdf | P&ID LEGENDS AND SYMBOLS ‑ 5 OF 5
Valero - Port Arthur | AS-D10-02-SH1.dwg | PROCEDURE FOR INSTALLING MAGNESIUM ANODES IN COOLERS & CONDENSERS SH.1
Valero - Port Arthur | AS-D10-02-SH2.dwg | PROCEDURE FOR INSTALLING MAGNESIUM ANODES IN COOLERS & CONDENSERS SH.2
Valero - Port Arthur | AS-D10-02.pdf | PROCEDURE FOR INSTALLING MAGNESIUM ANODES IN COOLERS & CONDENSERS (2 SHTS.)
Valero - Port Arthur | AS-H10-01.dwg | PIPING DESIGN - DRAWING SYMBOLS FOR VALVES & PIPE FITTINGS
Valero - Port Arthur | AS-H10-01.pdf | PIPING DESIGN - DRAWING SYMBOLS FOR VALVES & PIPE FITTINGS
Valero - Port Arthur | AS-H10-03.dwg | PIPING DESIGN - SELECTION AND LIMITATIONS OF USE OF WELDED BRANCH CONN.
Valero - Port Arthur | AS-H10-03.pdf | PIPING DESIGN - SELECTION AND LIMITATIONS OF USE OF WELDED BRANCH CONN.
Valero - Port Arthur | AS-H10-07.dwg | PIPING DESIGN - RECOMMENDED HYDROSTATIC TEST PRESSURES FOR PIPING SYSTEMS
Valero - Port Arthur | AS-H10-07.pdf | PIPING DESIGN - RECOMMENDED HYDROSTATIC TEST PRESSURES FOR PIPING SYSTEMS
Valero - Port Arthur | AS-H10-11-SH1.dwg | PIPING DESIGN - STANDARD BLANKS & SPACERS SH.1
Valero - Port Arthur | AS-H10-11-SH2.dwg | PIPING DESIGN - STANDARD BLANKS & SPACERS SH.2
Valero - Port Arthur | AS-H10-11-SH3.dwg | PIPING DESIGN - STANDARD BLANKS & SPACERS SH.3
Valero - Port Arthur | AS-H10-11-SH4.dwg | PIPING DESIGN - STANDARD BLANKS & SPACERS SH.4
Valero - Port Arthur | AS-H10-11-SH5.dwg | PIPING DESIGN - STANDARD BLANKS & SPACERS SH.5
Valero - Port Arthur | AS-H10-11-SH6.dwg | PIPING DESIGN - STANDARD BLANKS & SPACERS SH.6
Valero - Port Arthur | AS-H10-11-SH7.dwg | PIPING DESIGN - STANDARD BLANKS & SPACERS SH.7
Valero - Port Arthur | AS-H10-11-SH8.dwg | PIPING DESIGN - STANDARD BLANKS & SPACERS SH.8
Valero - Port Arthur | AS-H10-11.pdf | PIPING DESIGN - STANDARD BLANKS & SPACERS (8 SHTS.)
Valero - Port Arthur | AS-H10-12.dwg | PIPING DESIGN - GUIDELINES FOR STRESS RELIEF OF CAUSTIC PIPING
Valero - Port Arthur | AS-H10-12.pdf | PIPING DESIGN - GUIDELINES FOR STRESS RELIEF OF CAUSTIC PIPING
Valero - Port Arthur | AS-H10-15-SH1.dwg | PIPING DESIGN - PROCESS SEWER STANDARD SH.1
Valero - Port Arthur | AS-H10-15-SH2.dwg | PIPING DESIGN - PROCESS SEWER STANDARD SH.2
Valero - Port Arthur | AS-H10-15.pdf | PIPING DESIGN - PROCESS SEWER STANDARD
Valero - Port Arthur | AS-H10-18.dwg | PIPING DESIGN - CHAINWHEEL/HAMMER BLOW MECHANICAL STANDARD
Valero - Port Arthur | AS-H10-18.pdf | PIPING DESIGN - CHAINWHEEL/HAMMER BLOW MECHANICAL STANDARD
Valero - Port Arthur | AS-H20-01.dwg | PIPING SCHEMATICS - TYP. PIPING TIE-INS AT BATTERY LIMITS
Valero - Port Arthur | AS-H20-01.pdf | PIPING SCHEMATICS - TYP. PIPING TIE-INS AT BATTERY LIMITS
Valero - Port Arthur | AS-H20-02.dwg | PIPING SCHEMATICS - NITROGEN CONNECTIONS
Valero - Port Arthur | AS-H20-02.pdf | PIPING SCHEMATICS - NITROGEN CONNECTIONS
Valero - Port Arthur | AS-H20-06.dwg | PIPING SCHEMATICS - EMERGENCY EYE/FACE WASH UNITS
Valero - Port Arthur | AS-H20-06.pdf | PIPING SCHEMATICS - EMERGENCY EYE/FACE WASH UNITS
Valero - Port Arthur | AS-H20-08.dwg | PIPING SCHEMATICS - UTILITY STATION
Valero - Port Arthur | AS-H20-08.pdf | PIPING SCHEMATICS - UTILITY STATION
Valero - Port Arthur | AS-H20-09.dwg | PIPING SCHEMATICS - BLEEDER/VENT PIPE PLUG/CAP SWIVEL ATTACHMENT
Valero - Port Arthur | AS-H20-09.pdf | PIPING SCHEMATICS - BLEEDER/VENT PIPE PLUG/CAP SWIVEL ATTACHMENT
Valero - Port Arthur | AS-H20-10.dwg | PIPING SCHEMATICS - AIR & WATER CONNECTIONS TO PROCESS SYSTEMS
Valero - Port Arthur | AS-H20-10.pdf | PIPING SCHEMATICS - AIR & WATER CONNECTIONS TO PROCESS SYSTEMS
Valero - Port Arthur | AS-H30-01-SH1.dwg | STEAM PIPING - STEAM TRAP INSTALLATION SH.1
Valero - Port Arthur | AS-H30-01-SH2.dwg | STEAM PIPING - STEAM TRAP INSTALLATION SH.2
Valero - Port Arthur | AS-H30-01-SH3.dwg | STEAM PIPING - STEAM TRAP INSTALLATION SH.3
Valero - Port Arthur | AS-H30-01.pdf | STEAM PIPING - STEAM TRAP INSTALLATION (3 SHTS.)
Valero - Port Arthur | AS-H30-04.dwg | STEAM PIPING - GUIDELINES FOR LOCATING TRAPS & DRAINS IN STEAM LINES
Valero - Port Arthur | AS-H30-04.pdf | STEAM PIPING - GUIDELINES FOR LOCATING TRAPS & DRAINS IN STEAM LINES
Valero - Port Arthur | AS-H30-05-SH1.dwg | STEAM PIPING - STEAM TRACING SH.1
Valero - Port Arthur | AS-H30-05-SH2.dwg | STEAM PIPING - STEAM TRACING SH.2
Valero - Port Arthur | AS-H30-05.pdf | STEAM PIPING - STEAM TRACING (2 SHEETS)
Valero - Port Arthur | AS-H30-06-SH1.dwg | STEAM PIPING - STEAM SAMPLING NOZZLES SH.1
Valero - Port Arthur | AS-H30-06-SH2.dwg | STEAM PIPING - STEAM SAMPLING NOZZLES SH.2
Valero - Port Arthur | AS-H30-06-SH3.dwg | STEAM PIPING - STEAM SAMPLING NOZZLES SH.3
Valero - Port Arthur | AS-H30-06.pdf | STEAM PIPING - STEAM SAMPLING NOZZLES (3 SHEETS)
Valero - Port Arthur | AS-H30-07.dwg | STEAM PIPING - STEAM CONNECTIONS TO PROCESS SYSTEM
Valero - Port Arthur | AS-H30-07.pdf | STEAM PIPING - STEAM CONNECTIONS TO PROCESS SYSTEM
Valero - Port Arthur | AS-H30-08.dwg | STEAM PIPING - SNUFFING STEAM FOR SAFETY RELIEF VALVES
Valero - Port Arthur | AS-H30-08.pdf | STEAM PIPING - SNUFFING STEAM FOR SAFETY RELIEF VALVES
Valero - Port Arthur | AS-H40-01-SH1.dwg | PUMP PIPING - PUMP SEAL FLUSH PIPING SH.1
Valero - Port Arthur | AS-H40-01-SH10.dwg | PUMP PIPING - PUMP SEAL FLUSH PIPING SH.2
Valero - Port Arthur | AS-H40-01-SH11.dwg | PUMP PIPING - PUMP SEAL FLUSH PIPING SH.3
Valero - Port Arthur | AS-H40-01-SH12.dwg | PUMP PIPING - PUMP SEAL FLUSH PIPING SH.4
Valero - Port Arthur | AS-H40-01-SH13.dwg | PUMP PIPING - PUMP SEAL FLUSH PIPING SH.5
Valero - Port Arthur | AS-H40-01-SH2.dwg | PUMP PIPING - PUMP SEAL FLUSH PIPING SH.6
Valero - Port Arthur | AS-H40-01-SH3.dwg | PUMP PIPING - PUMP SEAL FLUSH PIPING SH.7
Valero - Port Arthur | AS-H40-01-SH4.dwg | PUMP PIPING - PUMP SEAL FLUSH PIPING SH.8
Valero - Port Arthur | AS-H40-01-SH5.dwg | PUMP PIPING - PUMP SEAL FLUSH PIPING SH.9
Valero - Port Arthur | AS-H40-01-SH6.dwg | PUMP PIPING - PUMP SEAL FLUSH PIPING SH.10
Valero - Port Arthur | AS-H40-01-SH7.dwg | PUMP PIPING - PUMP SEAL FLUSH PIPING SH.11
Valero - Port Arthur | AS-H40-01-SH8.dwg | PUMP PIPING - PUMP SEAL FLUSH PIPING SH.12
Valero - Port Arthur | AS-H40-01-SH9.dwg | PUMP PIPING - PUMP SEAL FLUSH PIPING SH.13
Valero - Port Arthur | AS-H40-01.pdf | PUMP PIPING - PUMP SEAL FLUSH PIPING (13 SHEETS)
Valero - Port Arthur | AS-H40-02.dwg | PUMP PIPING - STD. ORIFICE FOR MECHANICAL SEAL FLUSH PIPING
Valero - Port Arthur | AS-H40-02.pdf | PUMP PIPING - STD. ORIFICE FOR MECHANICAL SEAL FLUSH PIPING
Valero - Port Arthur | AS-H40-03.dwg | PUMP PIPING - SEAL SET-UP FOR VERTICAL CONDENSATE PUMPS WITH SUCTION UNDER VACUUM
Valero - Port Arthur | AS-H40-03.pdf | PUMP PIPING - SEAL SET-UP FOR VERTICAL CONDENSATE PUMPS WITH SUCTION UNDER VACUUM
Valero - Port Arthur | AS-H40-04.dwg | PUMP PIPING - PUMP AUXILIARY PIPING – VENT, DRAIN AND BALANCE CONNECTIONS
Valero - Port Arthur | AS-H40-04.pdf | PUMP PIPING - PUMP AUXILIARY PIPING – VENT, DRAIN AND BALANCE CONNECTIONS
Valero - Port Arthur | AS-H50-02.dwg | PIPING CONSTRUCTION - DIMENSIONS OF MITERED ELBOW FOR 30" & LARGER PIPE
Valero - Port Arthur | AS-H50-02.pdf | PIPING CONSTRUCTION - DIMENSIONS OF MITERED ELBOW FOR 30" & LARGER PIPE
Valero - Port Arthur | AS-H50-03-SH1.dwg | PIPING CONSTRUCTION - STEAM JACKETED PIPE AND VALVES FOR MOLTEN SULFUR SERVICES SH.1
Valero - Port Arthur | AS-H50-03-SH2.dwg | PIPING CONSTRUCTION - STEAM JACKETED PIPE AND VALVES FOR MOLTEN SULFUR SERVICES SH.2
Valero - Port Arthur | AS-H50-03.pdf | PIPING CONSTRUCTION - STEAM JACKETED PIPE AND VALVES FOR MOLTEN SULFUR SERVICES (2 SHTS.)
Valero - Port Arthur | AS-H50-04-SH1.dwg | PIPING CONSTRUCTION - CEMENT LINED CARBON STEEL PIPE SH.1
Valero - Port Arthur | AS-H50-04-SH2.dwg | PIPING CONSTRUCTION - CEMENT LINED CARBON STEEL PIPE SH.2
Valero - Port Arthur | AS-H50-04-SH3.dwg | PIPING CONSTRUCTION - CEMENT LINED CARBON STEEL PIPE SH.3
Valero - Port Arthur | AS-H50-04.pdf | PIPING CONSTRUCTION - CEMENT LINED CARBON STEEL PIPE (3 SHTS.)
Valero - Port Arthur | AS-H50-05-SH1.dwg | PIPING CONSTRUCTION - TYP. BRANCH CONNECTIONS 2" AND SMALLER SH.1
Valero - Port Arthur | AS-H50-05-SH2.dwg | PIPING CONSTRUCTION - TYP. BRANCH CONNECTIONS 2" AND SMALLER SH.2
Valero - Port Arthur | AS-H50-05.pdf | PIPING CONSTRUCTION - TYP. BRANCH CONNECTIONS 2" AND SMALLER
Valero - Port Arthur | AS-H50-08.dwg | PIPING CONSTRUCTION - SEWER SUMP VENT
Valero - Port Arthur | AS-H50-08.pdf | PIPING CONSTRUCTION - SEWER SUMP VENT
Valero - Port Arthur | AS-H50-11.dwg | PIPING CONSTRUCTION - PIPE CASING UNDER ROADS & LEVEES
Valero - Port Arthur | AS-H50-11.pdf | PIPING CONSTRUCTION - PIPE CASING UNDER ROADS & LEVEES
Valero - Port Arthur | AS-H50-13.dwg | PIPING CONSTRUCTION - WELDED NOZZLES – RECOMMENDED MINIMUM LENGTH AND SPACING
Valero - Port Arthur | AS-H50-13.pdf | PIPING CONSTRUCTION - WELDED NOZZLES – RECOMMENDED MINIMUM LENGTH AND SPACING
Valero - Port Arthur | AS-H50-14-SH1.dwg | PIPING CONSTRUCTION - POST WELD HEAT TREATMENT FOR PIPING SYSTEMS SH.1
Valero - Port Arthur | AS-H50-14-SH2.dwg | PIPING CONSTRUCTION - POST WELD HEAT TREATMENT FOR PIPING SYSTEMS SH.2
Valero - Port Arthur | AS-H50-14.pdf | PIPING CONSTRUCTION - POST WELD HEAT TREATMENT FOR PIPING SYSTEMS
Valero - Port Arthur | AS-H50-16.dwg | PIPING CONSTRUCTION - DRAIN CONNECTION FOR HF ACID PIPING
Valero - Port Arthur | AS-H50-16.pdf | PIPING CONSTRUCTION - DRAIN CONNECTION FOR HF ACID PIPING
Valero - Port Arthur | AS-H60-01.dwg | SUPPORT DEVICES - PIPE SUPPORT SPACING - UNINSULATED LINES
Valero - Port Arthur | AS-H60-01.pdf | SUPPORT DEVICES - PIPE SUPPORT SPACING - UNINSULATED LINES
Valero - Port Arthur | AS-H60-02.dwg | SUPPORT DEVICES - DUMMY LEG ‑ PIPE SUPPORT
Valero - Port Arthur | AS-H60-02.pdf | SUPPORT DEVICES - DUMMY LEG ‑ PIPE SUPPORT
Valero - Port Arthur | AS-H60-03.dwg | SUPPORT DEVICES - BASE SUPPORT
Valero - Port Arthur | AS-H60-03.pdf | SUPPORT DEVICES - BASE SUPPORT
Valero - Port Arthur | AS-H60-04.dwg | SUPPORT DEVICES - ADJUSTABLE BASE SUPPORT
Valero - Port Arthur | AS-H60-04.pdf | SUPPORT DEVICES - ADJUSTABLE BASE SUPPORT
Valero - Port Arthur | AS-H60-05.dwg | SUPPORT DEVICES - PIPE HANGER - WELDED TYPE 1"THRU 4" NPS (FOR UNINSULATED PIPE LINES)
Valero - Port Arthur | AS-H60-05.pdf | SUPPORT DEVICES - PIPE HANGER - WELDED TYPE 1"THRU 4" NPS (FOR UNINSULATED PIPE LINES)
Valero - Port Arthur | AS-H60-06.dwg | SUPPORT DEVICES - PIPE HANGER - WELDED TYPE 6"THRU 36" NPS (FOR UNINSULATED PIPE LINES)
Valero - Port Arthur | AS-H60-06.pdf | SUPPORT DEVICES - PIPE HANGER - WELDED TYPE 6"THRU 36" NPS (FOR UNINSULATED PIPE LINES)
Valero - Port Arthur | AS-H60-07.dwg | SUPPORT DEVICES - PIPE HANGER W/WELDED EYE FOR UNINSULATED PIPE (FOR USE ON EXIST. LINE WHERE NO WELDING IS PERMITTED)
Valero - Port Arthur | AS-H60-07.pdf | SUPPORT DEVICES - PIPE HANGER W/WELDED EYE FOR UNINSULATED PIPE (FOR USE ON EXIST. LINE WHERE NO WELDING IS PERMITTED)
Valero - Port Arthur | AS-H60-08.dwg | SUPPORT DEVICES - PIPE HANGER W/WELDED EYE FOR INSULATED PIPE LINES
Valero - Port Arthur | AS-H60-08.pdf | SUPPORT DEVICES - PIPE HANGER W/WELDED EYE FOR INSULATED PIPE LINES
Valero - Port Arthur | AS-H60-09.dwg | SUPPORT DEVICES - PIPE SHOES
Valero - Port Arthur | AS-H60-09.pdf | SUPPORT DEVICES - PIPE SHOES
Valero - Port Arthur | AS-H60-10.dwg | SUPPORT DEVICES - PIPE CLAMP 1 " THRU 36" NPS
Valero - Port Arthur | AS-H60-10.pdf | SUPPORT DEVICES - PIPE CLAMP 1 " THRU 36" NPS
Valero - Port Arthur | AS-H60-11.dwg | SUPPORT DEVICES - U - BOLT
Valero - Port Arthur | AS-H60-11.pdf | SUPPORT DEVICES - U - BOLT
Valero - Port Arthur | AS-H60-12.dwg | SUPPORT DEVICES - J - BOLT
Valero - Port Arthur | AS-H60-12.pdf | SUPPORT DEVICES - J - BOLT
Valero - Port Arthur | AS-H60-13.dwg | SUPPORT DEVICES - MISCELLANEOUS FIELD SUPPORTS
Valero - Port Arthur | AS-H60-13.pdf | SUPPORT DEVICES - MISCELLANEOUS FIELD SUPPORTS
Valero - Port Arthur | AS-H60-14.dwg | SUPPORT DEVICES - LOAD PADS
Valero - Port Arthur | AS-H60-14.pdf | SUPPORT DEVICES - LOAD PADS
Valero - Port Arthur | AS-H60-15.dwg | SUPPORT DEVICES - PIPE GUIDES, UPLIFT RESTRAINTS AND DIRECTIONAL STOPS FOR PIPING ON SHOES
Valero - Port Arthur | AS-H60-15.pdf | SUPPORT DEVICES - PIPE GUIDES, UPLIFT RESTRAINTS AND DIRECTIONAL STOPS FOR PIPING ON SHOES
Valero - Port Arthur | AS-H60-16.dwg | SUPPORT DEVICES - PIPE GUIDES, UPLIFT RESTRAINTS AND DIRECTIONAL STOPS FOR PIPING NOT ON SHOES
Valero - Port Arthur | AS-H60-16.pdf | SUPPORT DEVICES - PIPE GUIDES, UPLIFT RESTRAINTS AND DIRECTIONAL STOPS FOR PIPING NOT ON SHOES
Valero - Port Arthur | AS-H70-01.dwg | HOSE CONNECTIONS - 3/4" AND 1/2"CONNS. FOR 1" AND 3/4" I.D. STEAM HOSE
Valero - Port Arthur | AS-H70-01.pdf | HOSE CONNECTIONS - 3/4" AND 1/2"CONNS. FOR 1" AND 3/4" I.D. STEAM HOSE
Valero - Port Arthur | AS-H70-02.dwg | HOSE CONNECTIONS - 3/4"CONNS. FOR 3/4"x 50' SECTION AIR HOSE
Valero - Port Arthur | AS-H70-02.pdf | HOSE CONNECTIONS - 3/4"CONNS. FOR 3/4"x 50' SECTION AIR HOSE
Valero - Port Arthur | AS-H70-07.dwg | HOSE CONNECTIONS - NITROGEN UTILITY STATION CONFIGURATION & HOSE CONNECTION DETAIL
Valero - Port Arthur | AS-H70-07.pdf | HOSE CONNECTIONS - NITROGEN UTILITY STATION CONFIGURATION & HOSE CONNECTION DETAIL
Valero - Port Arthur | AS-H80-01-SH1.dwg | SAMPLE STATION CONFIGURATIONS SH.1
Valero - Port Arthur | AS-H80-01-SH2.dwg | SAMPLE STATION CONFIGURATIONS SH.2
Valero - Port Arthur | AS-H80-01.pdf | SAMPLE STATION CONFIGURATIONS (2 SHTS.)
Valero - Port Arthur | AS-K30-04.dwg | COVER PLATE FOR PIPE OPENINGS
Valero - Port Arthur | AS-K30-04.pdf | COVER PLATE FOR PIPE OPENINGS
Valero - Port Arthur | AS-K60-01.dwg | STANDARD ROAD SIGN POST
Valero - Port Arthur | AS-K60-01.pdf | STANDARD ROAD SIGN POST
Valero - Port Arthur | AS-K60-02.dwg | STANDARD GUARD POST
Valero - Port Arthur | AS-K60-02.pdf | STANDARD GUARD POST
Valero - Port Arthur | AS-L10-01.dwg | TANK DESIGN - 3' DIA x 4' HIGH CHEMICAL MIXING TANK
Valero - Port Arthur | AS-L10-01.pdf | TANK DESIGN - 3' DIA x 4' HIGH CHEMICAL MIXING TANK
Valero - Port Arthur | AS-L30-01.dwg | PIPING & SPECIAL FITTINGS - WEAR PLATE FOR MIXER
Valero - Port Arthur | AS-L30-01.pdf | PIPING & SPECIAL FITTINGS - WEAR PLATE FOR MIXER
Valero - Port Arthur | AS-L30-02.dwg | PIPING & SPECIAL FITTINGS - SWAY BRACE FOR 3" & 4" FOAM LINES
Valero - Port Arthur | AS-L30-02.pdf | PIPING & SPECIAL FITTINGS - SWAY BRACE FOR 3" & 4" FOAM LINES
Valero - Port Arthur | AS-L30-03-SH1.dwg | PIPING & SPECIAL FITTINGS - FOAM PIPING FOR OPEN TOP FLOATING ROOF TANKS SH.1
Valero - Port Arthur | AS-L30-03-SH2.dwg | PIPING & SPECIAL FITTINGS - FOAM PIPING FOR OPEN TOP FLOATING ROOF TANKS SH.2
Valero - Port Arthur | AS-L30-03.pdf | PIPING & SPECIAL FITTINGS - FOAM PIPING FOR OPEN TOP FLOATING ROOF TANKS (2 SHTS.)
Valero - Port Arthur | AS-L30-04.dwg | PIPING & SPECIAL FITTINGS - SAMPLE PIPING FOR CONE ROOF TANKS
Valero - Port Arthur | AS-L30-04.pdf | PIPING & SPECIAL FITTINGS - SAMPLE PIPING FOR CONE ROOF TANKS
Valero - Port Arthur | AS-L30-05.dwg | PIPING & SPECIAL FITTINGS - SAMPLE PIPING FOR FLOATING ROOF TANKS
Valero - Port Arthur | AS-L30-05.pdf | PIPING & SPECIAL FITTINGS - SAMPLE PIPING FOR FLOATING ROOF TANKS
Valero - Port Arthur | AS-L30-09-SH1.dwg | PIPING & SPECIAL FITTINGS - STILLING WELL FOR SAAB RADAR GAUGE ON FLOATING ROOF TANKS SH.1
Valero - Port Arthur | AS-L30-09-SH2.dwg | PIPING & SPECIAL FITTINGS - STILLING WELL FOR SAAB RADAR GAUGE ON FLOATING ROOF TANKS SH.2
Valero - Port Arthur | AS-L30-09.pdf | PIPING & SPECIAL FITTINGS - STILLING WELL FOR SAAB RADAR GAUGE ON FLOATING ROOF TANKS (2 SHTS.)
Valero - Port Arthur | AS-L30-10.dwg | PIPING & SPECIAL FITTINGS - SATTELITE ROOF DRAIN
Valero - Port Arthur | AS-L30-10.pdf | PIPING & SPECIAL FITTINGS - SATTELITE ROOF DRAIN
Valero - Port Arthur | AS-L30-11.dwg | PIPING & SPECIAL FITTINGS - SECONDARY ROOF DRAIN
Valero - Port Arthur | AS-L30-11.pdf | PIPING & SPECIAL FITTINGS - SECONDARY ROOF DRAIN
Valero - Port Arthur | AS-L40-01.dwg | EPOXY CAULKING FOR RIVETED TANK SEAMS
Valero - Port Arthur | AS-L40-01.pdf | EPOXY CAULKING FOR RIVETED TANK SEAMS
Valero - Port Arthur | AS-P20-01.dwg | INSTALLATION DETAILS FOR MONOLITHIC REFRACTORY LININGS THICKER THAN 1”
Valero - Port Arthur | AS-P20-01.pdf | INSTALLATION DETAILS FOR MONOLITHIC REFRACTORY LININGS THICKER THAN 1”
Valero - Port Arthur | AS-P20-02.dwg | INSTALLATION DETAILS FOR THIN (1“) EROSION RESISTANT MONOLITHIC REFRACTORY LININGS
Valero - Port Arthur | AS-P20-02.pdf | INSTALLATION DETAILS FOR THIN (1“) EROSION RESISTANT MONOLITHIC REFRACTORY LININGS
Valero - Port Arthur | AS-P20-03.dwg | SAMPLE BOXES - REFRACTORY MAT’L QUALIFICATION
Valero - Port Arthur | AS-P20-03.pdf | SAMPLE BOXES - REFRACTORY MAT’L QUALIFICATION
Valero - Port Arthur | AS-Z10-02.dwg | FIREWATER MANIFOLD
Valero - Port Arthur | AS-Z10-02.pdf | FIREWATER MANIFOLD